## Sheet4 (hidden)
Row Labels | Count of Product Type
IN VITRO DIAGNOSTICS | 309
KIT | 61
MEDICAL DEVICE | 1
(blank)
Grand Total | 371

## Sheet5 (hidden)
Product Type | IN VITRO DIAGNOSTICS
DISCIPLIINE | (Multiple Items)
Count of DIA EL NUMBER | Column Labels
Row Labels | US FDA | US FDA (for plasma and serum) DBS specimen type added per CDC approval | US FDA (for plasma) | USAID | USAID (CDC) | USAID (CDC) WHO PQ | WHO PQ | WHO PQ (EUL) | WHO PQ | CE Mark | Grand Total
NAT: NUCLEIC ACID TEST | 13 | 3 | 2 | 23 | 6 | 2 | 65 | 29 | 4 | 8 | 155
Grand Total | 13 | 3 | 2 | 23 | 6 | 2 | 65 | 29 | 4 | 8 | 155
98

## IVD and KITS
USAID GHSC Eligible Diagnostic Product List (Excludes HIV Rapid Diagnostic Tests) Version 06 SEP 2024 UNCONTROLLED COPY Note: This list of products that have been determined by GHSC to meet eligibility criteria.
Products are added to this list based on US FDA approval or WHO Prequalification.
Follow this link for additional information on the WHO Prequalification of In Vitro Diagnostics Tests
Follow this link for additional information on the US FDA information for Infectious Disease Tests
Attention: IVDs that are procured for Nigeria require a variant part number that is specific for Nigeria. Whenever possible, GHSC-QA has specified this variant part number; procurement specialists are responsible for verifying that the variant product version is in compliance for export into Nigeria prior to procurement.
CLICK HERE TO REPORT CORRECTIONS OR OMISSIONS WITH THIS LIST
[5 empty] | For GHSC Internal Use Only [Not to be shared outside GHSC activities] | [12 empty] | GHSC APPROVED COUNTRY SPECIFIC SUPPLIER
| Manufacturer Product Variant Code | Brand Name | Manufacturer (Kit Distributor) | Manufacturing Site | Alternative FCA Product Pick-Up Location | Pack Size | Storage | Shelf-life | Specimen | Description | Notes for Procurement | Regulatory Basis of Approval | TE OR Regulatory Report Date | Regulatory ID Number or TE number | Application Version Date | Application Document Version | Regulatory Version | Colombia | Mozambique
| B-231/1.2 | DS‐EIA‐HBsAg‐0,01 | RPC Diagnostics Systems | Nizhniy Novgorod, Russia |  | 200 Test/kit | 2 - 8 ⁰C | 24 Months | Serum Plasma | Each kit contains: Anti-HBsAg Coated Strips: 200 Tests 1 Vial (5 mL) HBsAG Confirmatory reagent, inactivated 1 Vial (5.0 mL) Control reagent, inactivated 1 Instructions for use |  | WHO PQ |  | PQDx 0120-038-00 | 2022-12-01 | v4.0 | ROW
| B-1256/1.2 | DS‐EIA‐HBsAg‐0,01 | RPC Diagnostics Systems | Nizhniy Novgorod, Russia |  | 96 Test or 48 (if confirmation)/kit | 2 - 8 ⁰C | 24 Months | Serum Plasma | Each kit contains: • 1 x 96 well plate (for detection ) or 48 (Confirmation) • 1 Conjugate-1 (1.4 mL) • 1 Conjugate-2 (1.4 mL) • 1 Conjugate-1 diluent (14 mL) • 1 Conjugate-2 diluent (14 mL) • 1 Positive Control, Inactivated (2.5 mL) • 1 Low Positive Control, Inactivated (2.5 mL) • 1 Negative Control, Inactivated (2.5 mL) • 1 Washing Solution Concentrate (50 mL) • 1 Substrate Buffer (25 mL) • 1 TMB concentrate (2.5 mL) • 1 Stopping Reagent (25 mL) • 1 HBsAg Confirmatory Reagent, inactivated (2.0 mL) • 1 Control Reagent, inactivated (2.0 mL) • 1 Plate lid or 3 protective film • 1 Plastic clip or PE bag • 2 Plastic dish • 16 Disposable tips • 1 Instructions for Use |  | WHO PQ |  | PQDx 0120-038-00 | 2022-12-01 | v4.0 | ROW
| В‐1255/1.2 | DS‐EIA‐HBsAg‐0,01 | RPC Diagnostics Systems | Nizhniy Novgorod, Russia |  | 480 Tests/Kit | 2 - 8 ⁰C | 24 Months | Serum Plasma | Each kit contains: • 5 x 96 well plate • 1 Conjugate-1 (3.5 mL) • 1 Conjugate-2 (3.5 mL) • 2 Conjugate-1 diluent (18 mL) • 2 Conjugate-2 diluent (18 mL) • 1 Positive Control, Inactivated (2.5 mL) • 1 Low Positive Control, Inactivated (2.5 mL) • 1 Negative Control, Inactivated (4.5 mL) • 2 Washing Solution Concentrate (120 mL) • 2 Substrate Buffer (50 mL) • 2 TMB concentrate (3.5 mL) • 2 Stopping Reagent (50 mL) • 3 Plate lid or 15 protective film • 3 Plastic clip or PE bag • 10 Plastic dish • 80 Disposable tips • 1 Instructions for Use |  | WHO PQ |  | PQDx 0120-038-00 | 2022-12-01 | v4.0 | ROW
| В‐1254/1.2 | DS‐EIA‐HBsAg‐0,01 | RPC Diagnostics Systems | Nizhniy Novgorod, Russia |  | 96 Tests/Kit | 2 - 8 ⁰C | 24 Months | Serum Plasma | Each kit contains: • 1 x 96 well place • 1 Conjugate-1 (1.4 mL) • 1 Conjugate-2 (1.4 mL) • 1 Conjugate-1 diluent (14 mL) • 1 Conjugate-2 diluent (14 mL) • 1 Positive Control, Inactivated (2.5 mL) • 1 Low Positive Control, Inactivated (2.5 mL) • 1 Negative Control, Inactivated (2.5 mL) • 1 Washing Solution Concentrate (50 mL) • 1 Substrate Buffer (25 mL) • 1 TMB concentrate (2.5 mL) • 1 Stopping Reagent (25 mL) • 1 Plate lid or 3 protective film • 1 Plastic clip or PE bag • 2 Plastic dish • 16 Disposable tips • 1 Instructions for Use |  | WHO PQ |  | PQDx 0120-038-00 | 2022-12-01 | v4.0 | ROW
| В‐1252/1.2 | DS‐EIA‐HBsAg‐0,01 | RPC Diagnostics Systems | Nizhniy Novgorod, Russia |  | 192 Tests/Kit | 2 - 8 ⁰C | 24 Months | Serum Plasma | Each kit contains: • 2 x 96 well place • 1 Conjugate-1 (1.4 mL) • 1 Conjugate-2 (1.4 mL) • 1 Conjugate-1 diluent (14 mL) • 1 Conjugate-2 diluent (14 mL) • 1 Positive Control, Inactivated (2.5 mL) • 1 Low Positive Control, Inactivated (2.5 mL) • 1 Negative Control, Inactivated (2.5 mL) • 1 Washing Solution Concentrate (120 mL) • 1 Substrate Buffer (25 mL) • 1 TMB concentrate (2.5 mL) • 1 Stopping Reagent (50 mL) • 2 Plate lid or 6 protective film • 2 Plastic clip or PE bag • 4 Plastic dish • 32 Disposable tips • 1 Instructions for Use |  | WHO PQ |  | PQDx 0120-038-00 | 2022-12-01 | v4.0 | ROW
| ZKM2-E | ZIKV Detect™ 2.0 IgM Capture ELISA Kit | InBios International Inc. | 307 Westlake Ave N, Suite 300 Seattle, WA 98109 USA |  | 1 plate/ 96 wells | 2 - 8 ⁰C | 9 months | Serum | Each Kit contains 1. Coated Microtiter Test Strips for IgM (1 plate containing twelve 1x8 strips for human IgM) 2. ZIKV IgM Negative Control (1x50µL) 3. ZIKV IgM Positive Control (1x50µL) 4. ZIKV Sample Dilution Buffer (1x25mL) 5. Ready-To-Use ZIKV Recombinant Antigen for IgM (1x3mL): 6. Cross-reactive Control Antigen for ZIKV IgM (1x3mL) 7. Normal Cell Antigen for ZIKV IgM (1x3mL) 8. Ready-To-Use Secondary Antibody (1x9mL) 9. 100X Conjugate for ZIKV IgM (1x150µL) 10. Conjugate Diluent for ZIKV (1x9mL) 11. 10X Wash Buffer (1x120mL) 12. Liquid TMB Substrate (1x12mL) 13. Stop Solution (1x9mL) | Requires microplate reader | US FDA |  |  |  |  | US FDA | ICOSAN: International Ltda. Cr. 20 No. 169-25, or World Trade Center, Calle 100 # 8A-37, Torre A, Of. 703 Bogotá D.C. Colombia
| WI-4396 | AiD™ anti‐HIV 1+2 ELISA | Beijing Wantai Biological Pharmacy Enterprise Co. | Beijing, China |  | 96 Tests/Kit | 2 - 8 ⁰C | 15 Months | Serum Plasma | Each test kit contains: * 1 Microwell plate (96 wells) * 1 (1 mL) vial Negative control *1 (1 mL) vial Positive Control-1 * 1 (1 mL) vial Positive Control -2 * 1 (12 mL) vial Hrp-conjugate * 1 (50 mL) bottle wash buffer * 1 (8 mL) vial chromogen solution A * 1 (8 mL) vial chromogen solution B * 1 (8 mL) vial stop solution * 1 Plastic sealable bag * 1 Instructions for use *3 cardboard plate cover |  | WHO PQ |  | PQDx 0006-005-00 | 2016-02-01 | v2.0 | ROW
| WI-43480 | AiD™ anti‐HIV 1+2 ELISA | Beijing Wantai Biological Pharmacy Enterprise Co. | Beijing, China |  | 480 Tests/Kit | 2 - 8 ⁰C | 15 Months | Serum Plasma | Each test kit contains: * 5 Microwell plate (96 wells each) * 3 (1 mL) vial Negative control * 3 (1 mL) vial Positive Control-1 * 3 (1 mL) vial Positive Control -2 * 5 (12 mL) vial Hrp-conjugate * 2 (125 mL) bottle wash buffer * 1 (60 mL) vial chromogen solution A * 1 (60 mL) vial chromogen solution B * 1 (60 mL) vial stop solution * 5 Plastic sealable bag * 1 Instructions for use *15 cardboard plate cover |  | WHO PQ |  | PQDx 0006-005-00 | 2016-02-01 | v2.0 | ROW
| SYRPR500 | Fortress RPR Carbon Antigen Card Test | Fortress Diagnostics Limited | Unit 9A, The Technology Park, Belfast Road, Co, Antrim, BT41 1QS (United Kingdom) |  | 500 Tests | 2 - 8 ⁰C | 18 months | Plasma Serum | Each Kit Contains: RPR Carbon Antigen – 2 x 5.0 mL Positive Control – 1 x 1.0 mL Negative Control – 1 x 1.0 mL Disposable Needle 16 l – 1 Dispensing Bottle - 1 Disposable Test Cards – 50 Pipette/Stirrers - 500 |  | USAID |  |  |  |  | EC Self-Certification
| SYRPR100 | Fortress RPR Carbon Antigen Card Test | Fortress Diagnostics Limited | Unit 9A, The Technology Park, Belfast Road, Co, Antrim, BT41 1QS (United Kingdom) |  | 100 Tests | 2 - 8 ⁰C | 18 months | Plasma Serum | Each Kit Contains: RPR Carbon Antigen – 1 x 2.0 mL Positive Control – 1 x 0.5 mL Negative Control – 1 x 0.5 mL Disposable Needle 16 l – 1 Dispensing Bottle - 1 Disposable Test Cards – 10 Pipette/Stirrers - 100 |  | USAID |  |  |  |  | EC Self-Certification
| SYRPR050 | Fortress RPR Carbon Antigen Card Test | Fortress Diagnostics Limited | Unit 9A, The Technology Park, Belfast Road, Co, Antrim, BT41 1QS (United Kingdom) |  | 50 Tests | 2 - 8 ⁰C | 18 months | Plasma Serum | Each Kit Contains: RPR Carbon Antigen – 1 x 1.0 mL Positive Control – 1 x 0.5 mL Negative Control – 1 x 0.5 mL Disposable Needle 16 l – 1 Dispensing Bottle - 1 Disposable Test Cards – 5 Pipette/Stirrers - 50 |  | USAID |  |  |  |  | EC Self-Certification
| SYRPR025 | Fortress RPR Carbon Antigen Card Test | Fortress Diagnostics Limited | Unit 9A, The Technology Park, Belfast Road, Co, Antrim, BT41 1QS (United Kingdom) |  | 25 Tests | 2 - 8 ⁰C | 18 months | Plasma Serum | Each kit Contains: RPR Carbon Antigen – 1 x 0.5 mL Positive Control – 1 x 0.5 mL Negative Control – 1 x 0.5 mL Disposable Needle 16 l – 1 Dispensing Bottle - 1 Disposable Test Cards – 3 Pipette/Stirrers - 25 |  | USAID |  |  |  |  | EC Self-Certification
| PRD-03002 | Aptima HIV-1 Quant Dx Controls Kit | Hologic, Inc. | Hologic Inc. 10210 Genetic Center Drive, San Diego CA 92121 | DSV Solutions NV Eddastraat 21, 9042 Gent, Blegium | None | -15 to -35 ⁰C | 24 Months | Serum Plasma | Each kit contains: * 5 vials (2.5 mL) NC qHIV-1 Negative control * 5 vials (1.5 mL) LPC qHIV-1 Low Positive Control * 5 vials (1.5 mL) HPC qHIV-1 High Positive Controls *Control Barcode Label | Requires: Panther ® System | WHO PQ |  | PQDx 0236-078-00 | 2021-09-01 | v9.0 | CE-mark
| PRD-03001 | Aptima HIV-1 Quant Dx Calibrator Kit | Hologic, Inc. | Hologic Inc. 10210 Genetic Center Drive, San Diego CA 92121 | DSV Solutions NV Eddastraat 21, 9042 Gent, Blegium | None | -15 to -35 ⁰C | 24 Months | Serum Plasma | Each kit contains: * 5 vials (2.5 mL) of PCAL qHIV-1 Positive Calibrator *Calibrator Barcode Label | Requires: Panther ® System | WHO PQ |  | PQDx 0236-078-00 | 2021-09-01 | v9.0 | CE-mark
| PRD-03000 | Aptima™ HIV‐1 Quant Dx Assay | Hologic, Inc. | Hologic Inc. 10210 Genetic Center Drive, San Diego CA 92121 | DSV Solutions NV Eddastraat 21, 9042 Gent, Blegium | 100 Tests/Kit | 2 - 8 ⁰C | 24 Months | Serum Plasma DBS | Each kit contains: * 1 Aptima HIV Quant Dx Assay Box * 1 Calibrator kit *1 Control Kit | Requires: Panther ® System Check if the client has indicated in the PO the use of DBS as a specimen type or a request for extraction buffer (PRD-04772). A notification of use of DBS specimen requires separate procurement of extraction buffer (PRD-04772). | WHO PQ |  | PQDx 0236-078-00 | 2021-09-01 | v9.0 | CE-mark
| KTAQCTM | COBAS TaqMan AmpliPrep. Non-Proprietary Consumables Bundle | Labmate (PTY) Ltd. | Unit 11, South Cape Industrial Park, Leo Road, Diep River, South Africa 7945 |  |  |  |  | NA | Each Kit Contains: *50 - Biohazard Bags Autoclavable 415 x 600 mm clear with blue printing * 20 - Biohazard Bags Autoclavable 900 x 1000 mm clear with blue printing * 8 - Disposable Gowns with Elasticated wrists * 200 - Latex Examination Gloves Powder Free, Large (2 boxes of 100 pieces, carries 2 glove brands) * 200 - Latex Examination Gloves Powder Free, Medium (2 boxes of 100 pieces, carries 2 glove brands) * 1 - Marker Pen Water Resistant Super Fine Black, water proof and xylene free * 14 rasks of 96 fileter tips: Filter pipette tips racked 200 to 1000 ul sterile | (updates to ISO 13485, alternative brand of gloves) | USAID |  | TE 00391.01 |  |  | USAID
| KKIT-EXP20T-PCB-MOZ | Plasma Collection Kit | Lasec International (Pty) Ltd | 52 Old Mill Road, Ndabeni, Cape Town 7405, South Africa |  | 20 Tests | * 0 ⁰C (32F) - 40 ⁰C(104 ⁰F) *Avoid direct exposure to sun especially at high temperatures | 12-16 Months |  | Each kit contains: 1 X BUNDLE A * 20 gloves exam latex powder-free, non-sterile, med, pair *20 bandages, adhesive sterile, individually wrapped * 20 Blood collection needles 21G x 1.5 in, individually wrapped *20 Blood collection tube holders 1 X BUNDLE B * 40 alcohol swabs saturated with 70% Isopropyl alcohol, 60 x 30 mm sterile * 40 gauze pad, 5 x 5 cm, 8 ply, non-sterile 1 X BUNDLE C *20 Plasma Separation Vaccum Tubes (Plastic) PPT Type K2EDTA, Gel, 5 mL sterile. | EXP50THUM | USAID |  | TE 00571.02 |  |  | USAID SPECIFICATION
| K20PCK | Plasma Collection Kit | Labmate (PTY) Ltd. | Kitting Site: 11 South Cape Industrial Park, 17-19 Leo Road, Diep River, Cape Town, RSA, 7800, South Africa |  | 20 Tests | Transport Dry/Ambient <35oC | 12-16 Months |  | Each kit contains: 1 X BUNDLE A * 20 Pair latex exam gloves non-powdered, non-sterile (carries 2 glove brands) * 20 multi drawing needle * 20 Blood tube holder *20 Plaster Band Aid 1 X BUNDLE B * 40 alcohol prep pad * 40 gauze pad 1 X BUNDLE C *20 Blood collection tube K2-EDTA PPT (5 mL) | (updates to ISO 13485, added alternative glove brand) | USAID |  | TE 00570.01 |  |  | USAID SPECIFICATION
| ITPW01153-TC40 | Rapid Anti-HCV Test | InTec PRODUCTS, INC | 308, Wengjiao Rd, Xinyang IND.AREA, Haicang, Xiamen, 361022, China |  | 40 Tests | The test kit should be stored at 2-30°C. | 24 Months | Serum Plasma Whole Blood | Each kit contains: • 40 Test Cassette • 40 Dropper • 2mL x 4 bottles sample diluent • 40 Alcohol Swabs • 40 Sterile Safety Lancet • 1 Package Insert |  | WHO PQ |  | PQDx 0371-017-00 | 2019-05-01 | v1.0 | ROW
| ITPW01152-TC40 | Rapid Anti-HCV Test | InTec PRODUCTS, INC | 308, Wengjiao Rd, Xinyang IND.AREA, Haicang, Xiamen, 361022, China |  | 40 Tests | The test kit should be stored at 2-30°C. | 24 Months | Serum Plasma Whole Blood | Each kit contains: • 40 Test Cassette • 40 Dropper • 2mL x 4 bottles sample diluent • 1 Package Insert |  | WHO PQ |  | PQDx 0371-017-00 | 2019-05-01 | v1.0 | ROW
| ITPW01152-TC25 | Rapid Anti-HCV Test | InTec PRODUCTS, INC | 308, Wengjiao Rd, Xinyang IND.AREA, Haicang, Xiamen, 361022, China |  | 25 Tests | The test kit should be stored at 2-30°C. | 24 Months | Serum Plasma Whole Blood | Each kit contains: • 25 Test Cassette • 25 Dropper • 2mL x 3 bottles sample diluent • 1 Package Insert |  | WHO PQ |  | PQDx 0371-017-00 | 2019-05-01 | v1.0 | ROW
| I-1656/1.2 | DS‐EIA‐HIV‐AGAB‐SCREEN | RPC Diagnostics Systems | Nizhniy Novgorod, Russia |  | 480 Tests/Kit | 2 - 8 ⁰C | 24 Months | Serum Plasma | Each test kit contains: * 5 (96 well) test plate * 1 (1.2 mL) vial or 3 (3.6 mL) vials vial Conjugate -1 * 2 (2.0 mL) or 1 (4 mL) vials Conjugate - 2 * 2 (12.0 mL) Conjugate-1 Diluent * 2 (20 mL) Conjugate 2 Diluent * 1 (4.0 mL) or 2 (2 mL) vials AB Positive Control * 1 (4.0 mL) or 2 (2 mL) vials AG Positive Control * 2 (2.5 mL) or 1 (5 mL) vials Negative Control * 2 (120 mL) vial Washing Solution * 3 (25 mL) or 2 (3.5 mL) vials Substrate buffer * 3 (2.5 mL) or 2 (3.5 mL) vials TMB * 4 (25 mL) or 2 (50 mL) vials Stopping Reagent * 10 EIA plate protective film * 3 Plastic clip of polyethylene bag with a zip lock * 10 pastic dish for liquid reagents * 80 Disposable tips * 1 Instructions for use |  | WHO PQ |  | PQDx 0106-038-00 | 2024-11-22 | v4.0 | ROW
| I-1654/1.2 | DS‐EIA‐HIV‐AGAB‐SCREEN | RPC Diagnostics Systems | Nizhniy Novgorod, Russia |  | 96 Tests/Kit | 2 - 8 ⁰C | 24 Months | Serum Plasma | Each test kit contains: * 1 (96 well) test plate * 1 (1.2 mL) vial Conjugate -1 * 1 (2.0 mL) vial Conjugate - 2 * 1 (12.0 mL) Conjugate-1 Diluent * 1 (20 mL) Conjugate 2 Diluent * 1 (2.0 mL) vial AB Positive Control *1 (2.0 mL) vial AG Positive Control * 1 (2.5 mL) vial Negative Control * 1 (50 mL) vial Washing Solution * 1 (25 mL) vial Substrate buffer * 1 (2.5 mL) vial TMB * 1 (25 mL) vial Stopping Reagent * 2 EIA plate protective film * 1 Plastic clip of polyethylene bag with a zip lock * 2 pastic dish for liquid reagents * 16 Disposable tips * 1 Instructions for use |  | WHO PQ |  | PQDx 0106-038-00 | 2024-11-22 | v4.0 | ROW
| I-1652/1.2 | DS‐EIA‐HIV‐AGAB‐SCREEN | RPC Diagnostics Systems | Nizhniy Novgorod, Russia |  | 192 Tests/Kit | 2 - 8 ⁰C | 24 Months | Serum Plasma | Each test kit contains: * 2 (96 well) test plate * 1 (1.2 mL) vial Conjugate -1 * 1 (2.0 mL) vial Conjugate - 2 * 1 (12.0 mL) Conjugate-1 Diluent * 1 (20 mL) Conjugate 2 Diluent * 1 (2.0 mL) vial AB Positive Control *1 (2.0 mL) vial AG Positive Control * 1 (2.5 mL) vial Negative Control * 1 (120 mL) vial Washing Solution * 1 (25 mL) vial Substrate buffer * 1 (2.5 mL) vial TMB * 2 (25 mL)or 1 (50 mL) vial Stopping Reagent * 4 EIA plate protective film * 2 Plastic clip of polyethylene bag with a zip lock * 4 pastic dish for liquid reagents * 32 Disposable tips * 1 Instructions for use |  | WHO PQ |  | PQDx 0106-038-00 | 2024-11-22 | v4.0 | ROW
| GXHPV-CE-10 | Xpert® HPV | Cepheid AB | CEPHEID AB, Röntgenvägen 5, 171 54 Solna/BOX 1427, 171 72 Solna, Sweden |  | 10 Tests/Kit | 2 - 28 ⁰C | 18 Months | Cervical Specimens | Each kit contains: •10 Xpert® HPV assay cartridges with integrated reaction tubes * 1 bag of 10 per kit: disposable 1 mL transfer pipettes * CD with Assay Definition Files (ADF) and instructions for use | Required Instruments: Cepheid GeneXpert Instrument Systems Required but not provided items: 1. PreservCyt Solution (P/N 70098-002) Manufacturer: Hologic, Inc., 250 Campus Drive, Marlborough, MA 01752, USA 2. Endocervical brush/spatula (Rovers Cervex-Brush, P/N 380100-324 ) Manufacturer: Rovers Medical Devices B.V., Lekstraat 10, 5347 KV Oss, The Netherlands | WHO PQ |  | PQDx 0268-070-00 | 2020-12-01 | v4.0 | CE-mark
| GXHIV-VL-CE-10 | Xpert® HIV‐1 Viral Load | Cepheid AB | CEPHEID AB, Röntgenvägen 5, 171 54 Solna/BOX 1427, 171 72 Solna, Sweden |  | 10 Tests/ Kit | 2 - 28 ⁰C | 12 Months | Plasma | PS | Requires: GeneXpert ® Dx, GeneXpert® Infinity-48s or GeneXpert® Infinity-80 (including barcode scanner and operator manual) | WHO PQ |  | PQDx 0192-070-00, PQDx 0193-070-00, PQDx 0194-070-00, PQDx 0195-070-00 | 2021-08-01 | v6.0 | CE-mark
| GXHIV-QA-XC-CE-10 | Xpert® HIV-1 Qual XC Assay | Cepheid AB | CEPHEID AB, Röntgenvägen 5, 171 54 Solna/BOX 1427, 171 72 Solna, Sweden | Cepheid Corporation Matarvagen 45A 19637 Kungsangen, Sweden | 10 Cartidges/kit | 2 - 28 ⁰C | 18 months | DBS, EDTA capillary or venous blood | Each kit contains: * 10 Xpert HIV-1 Qual XC cartridges with integrated reaction tubes * 1 bag of 10 per kit disposable 100 uL transfer pipettes * 1 CD | Requires: GeneXpert ® Dx, GeneXpert® Infinity or GeneXpert® Edge (including barcode scanner and operator manual) GeneXpert® Dx Software version 4.7b GeneXpert Infinity: Xpertise 6.4b or higher GeneXpert Edge software version 1.0 | WHO PQ |  | PQDx 0652-070-00 | 2024-03-01 | v1.0 | CE mark
| GXHIV-VL-XC-CE-10 | Xpert® HIV-1 Viral Load XC | Cepheid AB | CEPHEID AB, Röntgenvägen 5, 171 54 Solna/BOX 1427, 171 72 Solna, Sweden Distributor: Cepheid Switzerland GmbH, Zürcherstrasse 66 Postfach 124, Thalwil, CH-8800, Switzerland |  | 10 Cartidges/kit | 2 - 28 ⁰C |  | EDTA plasma, serum, DBS | Each kit contains: * 10 Xpert HIV-1 VL XC cartridges with integrated reaction tubes * 1 bag of 10 per kit disposable 1 mL transfer pipettes * 1 CD | Requires: GeneXpert ® Dx, GeneXpert® Infinity or GeneXpert® Edge (including barcode scanner and operator manual) GeneXpert® Dx Software version 4.7b GeneXpert Infinity: Xpertise 6.4b or higher GeneXpert Edge software version 1.0 | WHO PQ |  | PQDx 0691-070-00 |  |  | CE mark
| GXHCV‐VL‐CE‐10 | Xpert® HCV Viral Load | Cepheid AB | CEPHEID AB, Röntgenvägen 5, 171 54 Solna/BOX 1427, 171 72 Solna, Sweden |  | 10 Tests | 2-28 oC | 12 Months | Serum Plasma | Each kit contains: •10 Xpert® HCV Viral Load cartridges with integrated reaction tubes • 1 bag of 10 disposalbe 1mL transfer pipettes • 1 CD (Instructions for use) |  | WHO PQ |  | PQDx 0260-070-00 | 2020-12-01 | v4.0 | CE-mark
| CR 2003 | Cryptococcal Antigen (CrAg) Lateral Flow Assay | IMMY, Inc. | 2701 Corporate Centre Dr., Norman OK 73069 USA |  | 50 Tests | 20-25 oC |  | CSF Serum | Each Kit Contains: LF Specimen Diluent (6.5 mL, REF GLF065): Glycinebuffered saline containing blocking agents and a preservative 2. CrAg LF Test Strips (50 strips in desiccant vial, REF LFCR50) 3. CrAg Positive Control (1 mL, REF CB1020): Glycine- buffered saline spiked with cryptococcal antigen (strain 184A – clinical isolate from Tulane University (Infection & Immunity, June 1983, p. 1052-1059)) 4. Package insert |  | US FDA |  | K112422 |  |  | US FDA
| CGXMTB-RIF-50 | Xpert® MTB/RIF kit | Cepheid |  |  | 50 Tests | 2-28oC | 12 Months | Sputum |  | To be used with GeneXpert System | CE Mark
| B25700 | AQUIOS IMMUNO-TROL LOW Cells | Beckman Coulter Life Sciences | Hialeah, Florida |  | N/A | 2 - 8 ⁰C | 270 days | Blood | 2 x 3 mL | Required: Aquios CL Flow cytometer | WHO PQ |  | PQDx 0156-053-00 | 2015-11-01 | v2.0 | CE-mark
| B23535 | AQUIOS IMMUNO‐TROL Cells | Beckman Coulter Life Sciences | Hialeah, Florida |  | N/A | 2 - 8 ⁰C | 270 days | Blood | 2 x 3 mL | Required: Aquios CL Flow cytometer | WHO PQ |  | PQDx 0156-053-00 | 2015-11-01 | v2.0 | CE-mark
| B23534 | AQUIOS Tetra‐2+ Panel | Beckman Coulter Life Sciences | Hialeah, Florida |  | 50 Tests | 2 - 8 ⁰C | 12 Months | Blood | 1 x 0.9 mL | Required: Aquios CL Flow cytometer | WHO PQ |  | PQDx 0156-053-00 | 2015-11-01 | v2.0 | CE-mark
| B23533 | AQUIOS Tetra‐1 Panel | Beckman Coulter Life Sciences | Hialeah, Florida |  | 50 Tests | 2 - 8 ⁰C | 12 Months | Blood | 1 x 0.9 mL | Required: Aquios CL Flow cytometer | WHO PQ |  | PQDx 0156-053-00 | 2015-11-01 | v2.0 | CE-mark
| 9F80‐01 | Murex HBsAg Version 3 | DiaSorin S.p.A. UK Branch | Dartford, UK |  | 96 Tests/Kit | 2 - 8 ⁰C | 12 Months |  | Each test kit contains: • 1 plate of 96 coated wells • 1 Sample diluent (16 mL) • 1 Negative control (2.5 mL) • 1 Positive control (2 mL) • 1 Conjugate containing HRP labelled goat antibody to HBsAg (6 mL) • 1 Substrate diluent containing tri-sodium citrate and hydrogen peroxide (35 mL) • 1 Substrate concentrate containing TMB (35 mL) • 1 Wash fluid (125 mL) Note: 2M sulphuric acid required as stop solution not included in this test kit configuration, although it can be provided as either code N0164 for the 15 vial pack or code N0165 for the 1 vial pack. |  | WHO PQ |  | PQDx 0121-043-00 | 2016-11-01 | v4.0 | CE-mark
| 800-970 | CAPTIA TM Syphilis (T. Pallidum)-G | Trinity Biotech | Jamestown, NY |  | 96 Tests/kit | 2 - 8 ⁰C |  | Plasma Serum | Each kit contains: * 1 plate (96 Wells) * 1 ( 1.5 mL) bottle of High titre reactive control * 2 (1.8 mL) bottle of Low Titre reactive control * 1 (1.5 mL) bottle of Non-reactive control * 1 (20 mL) bottle of Conjugate * 1 (100 mL) bottle CAPTIA Wash Buffer (conc x20) * 1 (115 mL) bottle of CAPTIA Sample Diluent * 1 (25 mL) bottle CAPTIA Substrate Solution Plate sealers |  | US FDA |  | K014233 |  |  | US FDA
| 800-960 | CAPTIA TM Syphilis (T. Pallidum)-G | Trinity Biotech | Jamestown, NY |  | 200 Tests/kit | 2 - 8 ⁰C |  | Plasma Serum | Each kit contains: * 1 0 plates (96 Wells) * 2 ( 1.5 mL) bottle of High titre reactive control * 4 (1.8 mL) bottle of Low Titre reactive control * 2 (1.5 mL) bottle of Non-reactive control * 5 (20 mL) bottle of Conjugate * 2 (500 mL) bottle CAPTIA Wash Buffer (conc x20) * 2 (500 mL) bottle of CAPTIA Sample Diluent * 5 (25 mL) bottle CAPTIA Substrate Solution Plate sealers |  | US FDA |  | K014233 |  |  | US FDA
| 7G79-11 | Murex HIV Ag/Ab Combination | DiaSorin S.p.A. UK Branch | Dartford, UK |  | 480 Tests/Kit | 2 - 8 ⁰C | 12 Months | Plasma Serum | Each Kit contains: * 5 Plate (96 Wells) * 1 (8mL) bottle of sample diluent * 3 (1.1 mL) bottle of Conjugate * 3 (22 mgl) bottle of Conjugate Diluent * 1 (1.7 mL) bottle of Anti HIV-1 Positive control * 1 (1.7 mL) bottle Anti HIV-2 Positive Control * 1 (1.7 mL) bottle HIV-1 p24 positive control * 2 (2.5 mL) bottles of Negative Control * 1 (35 mL) bottle of Substrate Diluent * 1 (35 mL) bottle of Substrate Concentrate * 2 (125 mL) bottle of Wash Fluid |  | WHO PQ |  | PQDx 0144-043-00 November 2016, v4.0 |  |  | CE-mark
| 7G79-09 | Murex HIV Ag/Ab Combination | DiaSorin S.p.A. UK Branch | Dartford, UK |  | 96 Tests/Kit | 2 - 8 ⁰C | 12 Months | Plasma, Serum | Each Kit contains: * 1 Plate (96 Wells) * 1 (8mL) bottle of sample diluent * 1 (1.1 mL) bottle of Conjugate * 1 (22 mgl) bottle of Conjugate Diluent * 1 (1.7 mL) bottle of Anti HIV-1 Positive control * 1 (1.7 mL) bottle Anti HIV-2 Positive Control * 1 (1.7 mL) bottle HIV-1 p24 positive control * 2 (2.5 mL) bottles of Negative Control * 1 (35 mL) bottle of Substrate Diluent * 1 (35 mL) bottle of Substrate Concentrate *1 (125 mL) bottle of Wash Fluid |  | WHO PQ |  | PQDx 0144-043-00 November 2016, v4.0 |  |  | CE-mark
| 7D2943 SET | Determine HBsAg 2 | Abbott Diagnostics Medical Co.Ltd | Abbott Diagnostics Medical Co.Ltd., 357 Matsuhidai, Matsudo-shi, 270-2214, Chiba-ken Japan | DSV Solutions (Pty) Ltd. Meadowview, 1 Meadowview Lane, Meadowview Business Estate, Linbro Park, Sandton, 2065, South Africa | 100 Tests | 2-30oC | 18 Months | whole blood, plasma, serum | Each kit contains: *10 cards of 10 tests/card * 1 bottle x 2.5 mL Chase Buffer (7D2243) * 1 pack of EDTA Capillary Tube (7D2222) for 100 tests * 1 box Sterile Lancets *1 bottle Chase buffer (2.5 mL) |  | WHO PQ |  | PQDx 0451-013-00 | 2023-07-14 | v3.0 | ROW
| 7D2943 | Determine HBsAg 2 | Abbott Diagnostics Medical Co.Ltd | Abbott Diagnostics Medical Co.Ltd., 357 Matsuhidai, Matsudo-shi, 270-2214, Chiba-ken Japan | DSV Solutions (Pty) Ltd. Meadowview, 1 Meadowview Lane, Meadowview Business Estate, Linbro Park, Sandton, 2065, South Africa | 100 Tests | 2-30oC | 18 Months | whole blood, plasma, serum | Each kit contains: *10 cards of 10 tests/card |  | WHO PQ |  | PQDx 0451-013-00 | 2023-07-14 | v3.0 | ROW
| 7D2942 | Determine HBsAg 2 | Abbott Diagnostics Medical Co.Ltd | Abbott Diagnostics Medical Co.Ltd., 357 Matsuhidai, Matsudo-shi, 270-2214, Chiba-ken Japan | DSV Solutions (Pty) Ltd. Meadowview, 1 Meadowview Lane, Meadowview Business Estate, Linbro Park, Sandton, 2065, South Africa | 20 Tests | 2-30oC | 18 Months | whole blood, plasma, serum | Each kit contains: *2 cards of 10 tests/card |  | WHO PQ |  | PQDx 0451-013-00 | 2023-07-14 | v3.0 | ROW
| 6L47-29 | Architect HCV Ag Assay | Denka Seiken Co., LTD, Kagamida Factory (Produced for Abbott GmbH & Co. KG, Germany) | Street 1359-1, Kagamida, Kigoshi, Gosen-shi, Niigata, Japan |  | 100 Tests | 2 - 8 ⁰C | 12 Months | Plasma Serum | Each kit contains: *1 x 6.7 mL microparticles *1 x 6.2 mL conjugate *1 x 30.0 mL assay specific diluent *1 x 14.5 mL Pre-treatment reagent 1 *1 x 11.0 mL Pre-treatment reagent 2 *1 x 5.9 mL specimen diluent | Other available materials include: 6L47-11: Controls 6L47-02: Calibrators To be used with Architect i2000 (8C89-01) or Architect i2000SR (03M74-02) | WHO PQ |  | PQDx 0374-130-00 | 2019-07-01 | v1.0 | CE-mark
| 6K12-24 | Abbott mSample Preparation SystemDNA | Abbott Molecular Inc. | Abbott Molecular Inc., 1300 East Touhy Avenue, Des Plaines, IL 60018, USA | DSV Solutions (Pty) Ltd. Meadowview, 1 Meadowview Lane, Meadowview Business Estate, Linbro Park, Sandton, 2065, South Africa |  | 15 - 30 ⁰C | 18 months | Plasma DBS |  |  | WHO PQ |  | PQDx 0084-027-00 | 2021-11-01 | v4.0 | CE-mark
| 65-9520-0 | DPP® HIV-Syphilis System | Chembio Diagnostic Systems, Inc. | 3661 Horseblock Road, Medford, NY 11763 |  | 20 Tests | 2-30 oC |  | Serum Plasma Whole blood | Each kit contains: • 20 DPP®SampleTainer® Sample Collection bottles (1mL) • 20 Blood collection loops • 1 DPP® Running Buffer Bottle (6mL) • 1 Product Insert |  | US FDA |  | PMA BP180191 |  |  | US FDA
| 04N66-90 | Abbott RealTime HIV-1 Qualitative Amplification Reagent Kit | Abbott Molecular Inc. | Abbott Molecular Inc., 1300 East Touhy Avenue, Des Plaines, IL 60018, USA | DSV Solutions (Pty) Ltd. Meadowview, 1 Meadowview Lane, Meadowview Business Estate, Linbro Park, Sandton, 2065, South Africa |  | at or below -10 oC | per control date on vendor certificate of analysis |  | Each kit contains: * Abbott RealTime HIV-1 Internal Control Thermostable rTth Polyerase Enzyme * HIV-1 Oligonucleotide Reagent * Activation Reagent |  | WHO PQ |  | PQDx 0151-027-00 | 2021-11-01 | v4.0 | CE-mark
| 04N66-80 | Abbott RealTime HIV-1 Qualitative Control Kit | Abbott Molecular Inc. | Abbott Molecular Inc., 1300 East Touhy Avenue, Des Plaines, IL 60018, USA | DSV Solutions (Pty) Ltd. Meadowview, 1 Meadowview Lane, Meadowview Business Estate, Linbro Park, Sandton, 2065, South Africa |  | at or below -10 oC | 18 months |  | Each Kit contains: * Negative control * High positive control |  | WHO PQ |  | PQDx 0151-027-00 | 2021-11-01 | v4.0 | CE-mark
| 02G31-90 | Abbott RealTime HIV-1 Amplification Reagent Kit | Abbott Molecular Inc. | Abbott Molecular Inc., 1300 East Touhy Avenue, Des Plaines, IL 60018, USA | DSV Solutions (Pty) Ltd. Meadowview, 1 Meadowview Lane, Meadowview Business Estate, Linbro Park, Sandton, 2065, South Africa | NA | at or below -10 oC | Per vendor certificate of analysis | Plasma | Each kit contains: * Abbott RealTime HIV-1 Internal Control Thermostable rTth Polyerase Enzyme * HIV-1 Oligonucleotide Reagent * Activation Reagent | Required Instruments: Abbott m24sp Instrument 3N06-01 (PQDx 0083-027-00) Abbott m2000rt Instrument 9K15-01 (PQDx 0083-027-00, PQDx 0146-027-00, PQDx 0145-027-00) Abbott m2000sp Instrument 9K14-02 (PQDx 0145-027-00) | WHO PQ |  | PQDx 0146-027-00 December 2019, v4.0 PQDx 0083-027-00 December 2019, v3.0 | 10/1/2021 10/1/2021 | v5.0 v4.0 | CE-mark
| 02G31-010 | Abbott RealTime HIV-1 Amplification Reagent Kit for Plasma and DBS | Abbott Molecular Inc. | Abbott Molecular Inc., 1300 East Touhy Avenue, Des Plaines, IL 60018, USA | Abbott Molecular Inc., Abbott Molecular Distribution Center (AMDC), 1015 West Devon, Itasca, Illinois 60143 DSV Solutions (Pty) Ltd. Meadowview, 1 Meadowview Lane, Meadowview Business Estate, Linbro Park, Sandton, 2065, South Africa | 96 |  | 18 Months | Plasma DBS | Each kit contains: * Internal control 4 x 1.2 mL * Amplification reagent pack 4 | Abbott m2000sp Instrument (9K14-02) Abbott m2000rt Instrument (9K15-01) | WHO PQ |  | PQDx 0145-027-00 | 2023-07-13 | v12.0 | CE-mark
| 2G31 | Abbott RealTime HIV-1 Amplification Reagent PACK | Abbott Molecular Inc. | Abbott Molecular Inc., 1300 East Touhy Avenue, Des Plaines, IL 60018, USA | DSV Solutions (Pty) Ltd. Meadowview, 1 Meadowview Lane, Meadowview Business Estate, Linbro Park, Sandton, 2065, South Africa | 24 Tests | at or below -10 oC | Per vendor certificate of analysis |  | Each kit contains: * Abbott RealTime HIV-1 Internal Control Thermostable rTth Polyerase Enzyme * HIV-1 Oligonucleotide Reagent * Activation Reagent | Required: Abbott m24sp Instrument 3N06-01 Abbott m2000rt Instrument 9K15-01 Abbott m2000sp Instrument 9K14-02 | WHO PQ |  | PQDx 0145-027-00 | 2023-07-13 | v12.0 | CE-mark
| 2G27‐01 | Murex HBsAg Confirmatory Version 3 | DiaSorin S.p.A. UK Branch | Dartford, UK |  | 50 Tests | 2 - 8 ⁰C | 17 Months | Serum Plasma | Each kit contains: • 1 Control Reagent (1.25 mL) • 1 Specific Reagent (Ab HBsAg) (1.25 mL) |  | WHO PQ |  | PQDx 0121-043-00 | 2016-11-01 | v4.0 | CE-mark
| 2/818 | Biotec RPR Test Kit | BIOTEC (part of Lab21 Healthcare Ltd) | Unit 29, Dreadnought Trading Estate Bridport, Dorset, DT6 5BU, UK |  | 500 Tests/kit | 2 - 8 ⁰C | 18 Months | Serum Plasma | Each kit contains: * Carbon antigen reagent: Sufficient for 500 tests. Ready to use. * Positive Control: Ready to use. * Negative Control: Ready to use. * Disposable Test Slides: Each kit contains sufficient disposable slides for the number of tests in the kit. Each slide has 10 circles, enabling 10 tests *Disposable Pipette Stirrers (pipstirs): Each kit contains sufficient disposable pipette stirrers for the number of tests in the kit. These are double ended for use one end as a pipette and the other end as a stirrer. These are used to transfer the sample to the test slide, with one drop being equivalent to approximately 50 microliter. * Dispenser* (syringe or bottle): 1 per kit. To be used with the needle when dispensing the carbon antigen reagent. *Needle*: 1 needle per kit. To be used with the dispenser. *Instructions for use |  | USAID |  | TE 00371.00 | 2018-08-15 |  | EC Self-Certification
| 2/815 | Biotec RPR Test Kit | BIOTEC (part of Lab21 Healthcare Ltd) | Unit 29, Dreadnought Trading Estate Bridport, Dorset, DT6 5BU, UK |  | 150 Tests/kit | 2 - 8 ⁰C | 18 Months | Serum Plasma | Each kit contains: * Carbon antigen reagent: Sufficient for 150 tests. Ready to use. * Positive Control: Ready to use. * Negative Control: Ready to use. * Disposable Test Slides: Each kit contains sufficient disposable slides for the number of tests in the kit. Each slide has 10 circles, enabling 10 tests *Disposable Pipette Stirrers (pipstirs): Each kit contains sufficient disposable pipette stirrers for the number of tests in the kit. These are double ended for use one end as a pipette and the other end as a stirrer. These are used to transfer the sample to the test slide, with one drop being equivalent to approximately 50 microliter. * Dispenser* (syringe or bottle): 1 per kit. To be used with the needle when dispensing the carbon antigen reagent. *Needle*: 1 needle per kit. To be used with the dispenser. *Instructions for use |  | USAID |  | TE 00371.00 | 2018-08-15 |  | EC Self-Certification
| 2/814 | Biotec RPR Test Kit | BIOTEC (part of Lab21 Healthcare Ltd) | Unit 29, Dreadnought Trading Estate Bridport, Dorset, DT6 5BU, UK |  | 100 Test/kit | 2 - 8 ⁰C | 18 Months | Serum Plasma | Each kit contains: * Carbon antigen reagent: Sufficient for 100 tests. Ready to use. * Positive Control: Ready to use. * Negative Control: Ready to use. * Disposable Test Slides: Each kit contains sufficient disposable slides for the number of tests in the kit. Each slide has 10 circles, enabling 10 tests *Disposable Pipette Stirrers (pipstirs): Each kit contains sufficient disposable pipette stirrers for the number of tests in the kit. These are double ended for use one end as a pipette and the other end as a stirrer. These are used to transfer the sample to the test slide, with one drop being equivalent to approximately 50 microliter. * Dispenser* (syringe or bottle): 1 per kit. To be used with the needle when dispensing the carbon antigen reagent. *Needle*: 1 needle per kit. To be used with the dispenser. *Instructions for use |  | USAID |  | TE 00371.00 | 2018-08-15 |  | EC Self-Certification
| 11030-036 | MP Diagnostics HIV Blot 2.2 | MP Biomedicals Asia Pacific Pte. Ltd. | 2 Pioneer Place, Singapore |  | 36 Tests/kit | 2 - 8 ⁰C | 24 Months | Serum Plasma | Each test kit contains: * 36 nitrocellulose strips * 1 (0.08 mL)vial Non-reactive control * 1 (0.08 mL) vial Strong-reactive control * 1 (0.08 mL) vial Weak-reactive control * 1 (20 mL) bottle stock buffer concentrate * 1 ( 70 mL) bottle wash buffer concentrate * 1 (0.16 mL) vial conjugate * 1 (100 mL) bottle substrate * 1 (1 g each) packets blotting powder * 4 incubation trays (9 wells each) * 1 instructions for use * 1 pair forceps |  | WHO PQ |  | PQDx 0198-071-00 April 2016, v2.0 |  |  | CE-mark
| 11030-018 | MP Diagnostics HIV Blot 2.2 | MP Biomedicals Asia Pacific Pte. Ltd. | 2 Pioneer Place, Singapore |  | 18 Tests/kit | 2 - 8 ⁰C | 24 Months | Serum Plasma | Each test kit contains: * 18 nitrocellulose strips * 1 (0.08 mL)vial Non-reactive control * 1 (0.08 mL) vial Strong-reactive control * 1 (0.08 mL) vial Weak-reactive control * 1 (20 mL) bottle stock buffer concentrate * 1 ( 70 mL) bottle wash buffer concentrate * 1 (0.16 mL) vial conjugate * 1 (100 mL) bottle substrate * 1 (1 g each) packets blotting powder * 2 incubation trays (9 wells each) * 1 instructions for use * 1 pair forceps |  | WHO PQ |  | PQDx 0198-071-00 April 2016, v2.0 |  |  | CE-mark
| 1001‐0274 | OraQuick HCV Rapid Antibody Test Kit | OraSure Technologies, Inc. | 220 East First Street, Bethlehem, PA 18015-1360 USA |  | 100 Tests | 2-30 oC OraQuick HCV Kit Controls should be stored at 2 to 8 °C | 18 Months OraQuick HCV Kit Controls have a shelf life of 12 months. | Oral Fluid Serum Plasma Whole blood | Each kit contains: •100 Pouches containing: OraQuick® HCV Rapid Antibody Test plus Absorbent Packet and OraQuick® HCV Developer Solution • 10 Reusable test stand (plastic) • 100 Collection loops, plastic • 1 Instructions for use |  | WHO PQ |  | PQDx 0244-055-00 | 2017-03-01 | v2.0 | CE-mark
| 1001‐0270 | OraQuick HCV Rapid Antibody Test Kit | OraSure Technologies, Inc. | 220 East First Street, Bethlehem, PA 18015-1360 USA |  | 25 Tests | 2-30 oC OraQuick HCV Kit Controls should be stored at 2 to 8 °C | 18 Months OraQuick HCV Kit Controls have a shelf life of 12 months. | Oral Fluid Serum Plasma Whole blood | Each kit contains: •25 Pouches containing: OraQuick® HCV Rapid Antibody Test plus Absorbent Packet and OraQuick® HCV Developer Solution • 5 Reusable test stand (plastic) • 25 Collection loops, plastic • 1 Instructions for use |  | WHO PQ |  | PQDx 0244-055-00 | 2017-03-01 | v2.0 | CE-mark
| 1001-0181 | OraQuick HCV Rapid Antibody Test Kit | OraSure Technologies, Inc. | 220 East First Street, Bethlehem, PA 18015-1360 USA |  | 25 Tests | 2-30 oC | 18 Months OraQuick HCV Kit Controls have a shelf life of 12 months. | Oral Fluid Serum Plasma Whole blood | Each kit contains: •25 Pouches containing: OraQuick® HCV Rapid Antibody Test plus Absorbent Packet and OraQuick® HCV Developer Solution • 5 Reusable test stand (plastic) • 25 Collection loops, plastic • 1 Instructions for use |  | US FDA |  | P080027 |  |  | US FDA
| 1001-0180 | OraQuick HCV Rapid Antibody Test Kit | OraSure Technologies, Inc. | 220 East First Street, Bethlehem, PA 18015-1360 USA |  | 100 Tests | 2-30 oC | 18 Months OraQuick HCV Kit Controls have a shelf life of 12 months. | Oral Fluid Serum Plasma Whole blood | Each kit contains: •100 Pouches containing: OraQuick® HCV Rapid Antibody Test plus Absorbent Packet and OraQuick® HCV Developer Solution • 10 Reusable test stand (plastic) • 100 Collection loops, plastic • 1 Instructions for use |  | US FDA |  | P080027 |  |  | US FDA
| 09N02-001 | Abbott mSample Preparation System DBS Buffer Kit | Abbott Molecular Inc. | Abbott Molecular Inc., 1300 East Touhy Avenue, Des Plaines, IL 60018, USA | DSV Solutions (Pty) Ltd. Meadowview, 1 Meadowview Lane, Meadowview Business Estate, Linbro Park, Sandton, 2065, South Africa |  | 15 - 30 ⁰C | 18 Months | DBS | Reagents for DBS processing only | Abbott m2000sp Instrument (9K14-02) Abbott m2000rt Instrument (9K15-01) | WHO PQ |  | PQDx 0145-027-00 | 45120 | v12.0 | CE-mark
| 06FK35 | Bioline HIV/Syphilis Duo | Abbott Diagnostics Korea Inc. | Production: Abbott Diagnostics Korea Inc., 65, Borahagal-ro, Giheung-gu, Yongin-si, Gyeonggi-do, Republic of Korea 446-930 Warehouse: 19-22, Dongtansandan 3-gil, Dongtan-myeon, Hwaseong-si, Gyeonggi-do, Republic of Korea | B-block, (705 Sin-dong) Hwaseong-Dongtan Mulryu 48 Dongtanmulryu-ro, Hwaseong-si, Gyeonggi-do, Korea (PC:18465) DSV Solutions (Pty) Ltd. Meadowview, 1 Meadowview Lane, Meadowview Business Estate, Linbro Park, Sandton, 2065, South Africa | 25 Tests/Kit | 1-30 ⁰C | 24 Months | Serum Plasma Whole blood | Each kit contains: • 25 Individuallly pouched test devices with desiccant packet. • 1 Assay Diluent Bottle of 4 mL • 25 Capillary Pipettes • 25 Sterile Lancets • 25 alcohol swabs • 1 Instructions for Use |  | WHO PQ |  | PQDx 0179-012-00 | 2022-03-01 | v7.0 | ROW
| 06FK30 | Bioline HIV/Syphilis Duo | Abbott Diagnostics Korea Inc. | Production: Abbott Diagnostics Korea Inc., 65, Borahagal-ro, Giheung-gu, Yongin-si, Gyeonggi-do, Republic of Korea 446-930 Warehouse: 19-22, Dongtansandan 3-gil, Dongtan-myeon, Hwaseong-si, Gyeonggi-do, Republic of Korea | B-block, (705 Sin-dong) Hwaseong-Dongtan Mulryu 48 Dongtanmulryu-ro, Hwaseong-si, Gyeonggi-do, Korea (PC:18465) DSV Solutions (Pty) Ltd. Meadowview, 1 Meadowview Lane, Meadowview Business Estate, Linbro Park, Sandton, 2065, South Africa | 25 Tests/Kit | 1-30 ⁰C | 24 Months | Serum Plasma Whole blood | Each kit contains: • 25 Individuallly pouched test devices with desiccant packet. • 1 Assay Diluent Bottle of 4 mL • 1 Instructions for Use |  | WHO PQ |  | PQDx 0179-012-00 | 2022-03-01 | v7.0 | ROW
| 06FK11 | Bioline Syphilis 3.0 | Abbott Diagnostics Korea Inc. | Abbott Diagnostics Korea Inc., 65, Borahagal-ro, Giheung-gu, Yongin-si, Gyeonggi-do, 17099, Republic of Korea | DSV Solutions (Pty) Ltd. Meadowview, 1 Meadowview Lane, Meadowview Business Estate, Linbro Park, Sandton, 2065, South Africa | 100 (10 x 10 Tests/Kit) | 2-30 oC | 24 Months | Serum Plasma Whole blood | Each kit contains: * 10 x 10 Multi-device tests with desiccant in individual foil pouch * 2 Assay Diluent Bottle (8.5 mL/vial) * 100 Capillary pipettes (20 uL) option * 1 Instructions for Use [Note: only for Haiti, manufacturer includes capillary pipetes] |  | USAID |  | TE 00774.00 |  |  | EC Self-Certification
| 05-8405 | CD4% easy count kit | Sysmex Partec GmbH | Sysmex Partec GmbH, Arndtstr. 11a-b, 02826 Görlitz, Germany ; and Exbio Praha a.s., Nad Safinou II 341, 252 50 Vestec, Czech Republic |  | 100 Tests/kit | 2 - 8 ⁰C | 14 Months | Whole Blood | *CD4% easy count kit to count absolute CD4+ T-lymphocytes and CD4 percentages *Vial containing CD4 mAb PE * Vial containing CD45 mAb PE-Cy5 *Bottle containing Buffer 1 *Bottle containing Buffer 2 | Requires: CyFlow® Counter System (CY-S-3022) | WHO PQ |  | PQDx 0350-081-00 | 2022-08-01 | v6.0 | CE-mark
| 05-8401 | CD4 easy count kit | Sysmex Partec GmbH | Sysmex Partec GmbH, Arndtstr. 11a-b, 02826 Görlitz, Germany ; and Exbio Praha a.s., Nad Safinou II 341, 252 50 Vestec, Czech Republic |  | 100 Tests/kit | 2 - 8 ⁰C | 14 Months | Whole Blood | * CD4 easy count kit to count absolute CD4+ T-lymphocytes *Vial containing CD4 mAb PE *Bottle containing no lyse buffer | Requires: CyFlow® Counter System (CY-S-3022) | WHO PQ |  | PQDx 0350-081-00 | 2022-08-01 | v6.0 | CE-mark
| 04J70-24 | Abbott mSample Preparation System RNA Kit | Abbott Molecular Inc. | Abbott Molecular Inc., 1300 East Touhy Avenue, Des Plaines, IL 60018, USA | Abbott Molecular Inc., Abbott Molecular Distribution Center (AMDC), 1015 West Devon, Itasca, Illinois 60143 DSV Solutions (Pty) Ltd. Meadowview, 1 Meadowview Lane, Meadowview Business Estate, Linbro Park, Sandton, 2065, South Africa | 4 x 24 Preps | 15 - 30 ⁰C | 18 Months |  | Each kit contains: *Abbott mMicroparticles * Abbott mWash 1 * Abbott mWash 2 *Abbott mElution Buffer * Abbott mLysis | Required: Abbott m24sp Instrument 3N06-01 Abbott m2000rt Instrument 9K15-01 Abbott m2000sp Instrument 9K14-02 | WHO PQ |  | PQDx 0146-027-00 December 2019, version 4.0 PQDx 0145-027-00 December 2019, version 9.0 | 10/1/2021 Jul-23 | v5.0 v12.0 | CE-mark
| 02G31-080 | Abbott RealTime HIV-1 Control Kit | Abbott Molecular Inc. | Abbott Molecular Inc., 1300 East Touhy Avenue, Des Plaines, IL 60018, USA | Abbott Molecular Inc., Abbott Molecular Distribution Center (AMDC), 1015 West Devon, Itasca, Illinois 60143 DSV Solutions (Pty) Ltd. Meadowview, 1 Meadowview Lane, Meadowview Business Estate, Linbro Park, Sandton, 2065, South Africa |  | at or below -10 oC | 18 Months |  | Each kit contains: 8 x 1.8 mL negative control 8 x 1.8 mL positive control 8 x 1.8 mL high positive control | Required Instruments: Abbott m24sp Instrument 3N06-01 (PQDx 0083-027-00) Abbott m2000rt Instrument 9K15-01 (PQDx 0083-027-00, PQDx 0146-027-00, PQDx 0145-027-00) Abbott m2000sp Instrument 9K14-02 (PQDx 0145-027-00) | WHO PQ |  | PQDx 0146-027-00 | 2021-10-01 | v5.0 | ROW
| 02G31-070 | Abbott RealTime HIV-1 Calibrator Kit | Abbott Molecular Inc. | Abbott Molecular Inc., 1300 East Touhy Avenue, Des Plaines, IL 60018, USA | Abbott Molecular Inc., Abbott Molecular Distribution Center (AMDC), 1015 West Devon, Itasca, Illinois 60143 DSV Solutions (Pty) Ltd. Meadowview, 1 Meadowview Lane, Meadowview Business Estate, Linbro Park, Sandton, 2065, South Africa | NA | at or below -10 oC | 18 Months |  | Each kit contains: *Calibrator A (1.8 mL) *Calibrator B (1.8 mL) | Required Instruments: Abbott m24sp Instrument 3N06-01 (PQDx 0083-027-00) Abbott m2000rt Instrument 9K15-01 (PQDx 0083-027-00, PQDx 0146-027-00, PQDx 0145-027-00) Abbott m2000sp Instrument 9K14-02 (PQDx 0145-027-00) | WHO PQ |  | PQDx 0146-027-00 | 2021-10-01 | v10.0 | CE-mark
| 02FK17 | Bioline HCV | Abbott Diagnostics Korea Inc. | Abbott Diagnostics Korea Inc., 65, Borahagal-ro, Giheung-gu, Yongin-si, Gyeonggido 17099 Republic of Korea, and 46, Hagal-ro 15 beon-gil, Giheung-gu, Yongin-si, Gyeonggi-do 17099 Republic of Korea | DSV Solutions (Pty) Ltd. Meadowview, 1 Meadowview Lane, Meadowview Business Estate, Linbro Park, Sandton, 2065, South Africa | 25 Tests/Kit | 1-30 ⁰C | 24 Months | Serum Plasma Whole blood | Each kit contains: • 25 Test Devices with Desiccant, in individual foil pouch • 1 Assay Diluent (5 mL vial) • 25 Capillary pipette(s) (10 microliter each) * 25 Sterile Lancet(s) (Safety Lancet) * 25 Alcohol Swap(s) • 1 Instructions for use |  | WHO PQ |  | PQDx 0257-012-00 | 2020-08-01 | v8.0 | ROW
| 02FK16 | Bioline HCV | Abbott Diagnostics Korea Inc. | Abbott Diagnostics Korea Inc., 65, Borahagal-ro, Giheung-gu, Yongin-si, Gyeonggido 17099 Republic of Korea, and 46, Hagal-ro 15 beon-gil, Giheung-gu, Yongin-si, Gyeonggi-do 17099 Republic of Korea | DSV Solutions (Pty) Ltd. Meadowview, 1 Meadowview Lane, Meadowview Business Estate, Linbro Park, Sandton, 2065, South Africa | 25 Tests/Kit | 1-30 ⁰C | 24 Months | Serum Plasma Whole blood | Each kit contains: • 25 Test Devices with Desiccant, in individual foil pouch • 1 Assay Diluent (5 mL vial) • 25 Capillary pipette(s) (10 microliter each) * 25 Sterile Lancet(s) * 25 Alcohol Swap(s) • 1 Instructions for use |  | WHO PQ |  | PQDx 0257-012-00 | 2020-08-01 | v8.0 | ROW
| 02FK10 | Bioline HCV | Abbott Diagnostics Korea Inc. | Abbott Diagnostics Korea Inc., 65, Borahagal-ro, Giheung-gu, Yongin-si, Gyeonggido 17099 Republic of Korea, and 46, Hagal-ro 15 beon-gil, Giheung-gu, Yongin-si, Gyeonggi-do 17099 Republic of Korea | DSV Solutions (Pty) Ltd. Meadowview, 1 Meadowview Lane, Meadowview Business Estate, Linbro Park, Sandton, 2065, South Africa | 30 Tests/Kit | 1-30 ⁰C | 24 Months | Serum Plasma Whole blood | Each kit contains: • 30 Test Devices with Desiccant, in individual foil pouch • 1 Assay Diluent (5 mL vial) • 1 Instructions for use |  | WHO PQ |  | PQDx 0257-012-00 | 2020-08-01 | v8.0 | ROW
| 01FK10W | Bioline HBsAg WB | Abbott Diagnostics Korea Inc. | Abbott Diagnostics Korea Inc., 65, Borahagal-ro, Giheung-gu, Yongin-si, Gyeonggido 17099 Republic of Korea, and 46, Hagal-ro 15 beon-gil, Giheung-gu, Yongin-si, Gyeonggi-do 17099 Republic of Korea | DSV Solutions (Pty) Ltd. Meadowview, 1 Meadowview Lane, Meadowview Business Estate, Linbro Park, Sandton, 2065, South Africa | 30 Tests/Kit | 1 - 40 ⁰C | 24 Months | Serum Plasma Whole Blood | Each kit contains: • 30 tests with dessicant in an individual foil pouch • Instructions for use |  | WHO PQ |  | PQDx 0219-012-00 | 2020-08-01 | v4.0 | ROW
| 9F80‐05 | Murex HBsAg Version 3 | DiaSorin S.p.A. UK Branch | Dartford, UK |  | 480 Tests/Kit | 2 - 8 ⁰C | 12 Months | Serum Plasma | Each test kit contains: • 5 plate of 96 coated wells • 1 Sample diluent (16 mL) • 1 Negative control (2.5 mL) • 1 Positive control (2 mL) • 2 Conjugate containing HRP labelled goat antibody to HBsAg (6 mL) • 1 Substrate diluent containing tri-sodium citrate and hydrogen peroxide (35 mL) • 1 Substrate concentrate containing TMB (35 mL) • 1 Wash fluid (125 mL) Note: 2M sulphuric acid required as stop solution not included in this test kit configuration, although it can be provided as either code N0164 for the 15 vial pack or code N0165 for the 1 vial pack. |  | WHO PQ |  | PQDx 0121-043-00 | 2016-11-01 | v4.0 | CE-mark
| 06693083190 | COBAS® AmpliPrep/COBAS® TaqMan® HIV-1 Qualitative Test, version 2. | Roche Diagnostics GmbH | Roche Diagnostics GmbH Sandhofer StraBe 116, D-68305, Mannheim, Germany | Roche Diagnostics (Pty) Ltd, Hertford Office Park, Building E, No. 90, Bekker Road, Vorna Valley, Johannesburg, 1686 South Africa | 48 Tests/kit | 2 - 8 ⁰C | 22 Months | Plasma, DBS |  |  | WHO PQ |  | PQDx 0221-046-00 January 2016, v2.0 PQDx 0200-046-00, January 2016, v2.0 | 2016-01-01 | v2.0 | CE-mark
| 05212294190 | COBAS AmpliPrep/COBAS TaqMan HIV‐1 Test version 2. | Roche Diagnostics GmbH | Roche Diagnostics GmbH Sandhofer StraBe 116, D-68305, Mannheim, Germany | Roche Diagnostics (Pty) Ltd, Hertford Office Park, Building E, No. 90, Bekker Road, Vorna Valley, Johannesburg, 1686 South Africa | 48 Tests/kit | 2 - 8 ⁰C | 18 Months |  | Each kit contains: * 1 x 48 tests HIV-1 v. 2.0 CSI * 1 x 48 tests HIV-1 v. 2.0 CS2 * 1 x 48 tests HIV-1 v. 2.0 CS3 * 1 x 3.8 mL Pase * 1 x 7 mL EB * 1 x 48 tests HIV-1 v. 2.0 CS4 * 1 x 3.6 mL HIV-1-QS * 1 x 2.5 mL HIV-1-MMX * 1 x 19.8 mL CAP/CTM Mn2+ * 4 x 1.0 mL HIV-1 H(+)C, v2.0 * 4 x 1.0 mL HIV-1 L(+)C, v2.0 * 4 x 1.0 mL CTM (-)C * 1 x 4 clips HIV-1 H(+), v2.0 Clip * 1 x 4 clips HIV-1 L(+), v2.0 Clip * 1 x 4 clips HIV-1 (-) C Clip | COBAS® TaqMan® Analyzer 03121453001 COBAS® Ampliprep Instrument 03051315001 | WHO PQ |  | PQDx 0147-046-00 November 2019, v3.0 PQDx 0126-046-00 November 2019, v3.0 | 2019-11-01 | v3.0 | CE-mark
| 27011R050 | m-PIMA™ HIV‐1/2 Detect | Abbott Rapid Diagnostics Jena GmbH | Abbott Rapid Diagnostics Jena GmbH, Orlaweg 1, D-07743 Jena, Germany | Abbott Rapid Diagnostics Medical Co. C/O UPS HEALTHCARE, Marco Poloweg 22-24, 5928 LE Venlo, Netherlands DSV Solutions (Pty) Ltd. Meadowview, 1 Meadowview Lane, Meadowview Business Estate, Linbro Park, Sandton, 2065, South Africa | 50 Cartridges/kit | 4 - 30 oC | 13 Months | Plasma, Blood | Each kit contains: * 50 individually pouched test cartridges * 1 Guide | Requires: m-PIMA Analyser (product code 27030R001) | WHO PQ |  | PQDx 0226-032-00 | 2022-09-01 | v8.0 | CE-mark |  | Hospitec, LDA: Rua Do Lago Amaramba No. 1625/3, Bairro De Malanga, Maputo, Mozambique
| 27011R010 | m-PIMA™ HIV‐1/2 Detect | Abbott Rapid Diagnostics Jena GmbH | Abbott Rapid Diagnostics Jena GmbH, Orlaweg 1, D-07743 Jena, Germany | Abbott Rapid Diagnostics Medical Co. C/O UPS HEALTHCARE, Marco Poloweg 22-24, 5928 LE Venlo, Netherlands DSV Solutions (Pty) Ltd. Meadowview, 1 Meadowview Lane, Meadowview Business Estate, Linbro Park, Sandton, 2065, South Africa | 10 Cartridges/kit | 4 - 30 oC | 13 Months | Plasma, Blood | Each kit contains: * 10 individually pouched test cartridges * 1 Guide | Requires: m-PIMA Analyser (product code 27030R001) | WHO PQ |  | PQDx 0226-032-00 | 2022-09-01 | v8.0 | CE-mark |  | Hospitec, LDA: Rua Do Lago Amaramba No. 1625/3, Bairro De Malanga, Maputo, Mozambique
| 27011-W50 | m-PIMA™ HIV‐1/2 Detect | Abbott Rapid Diagnostics Jena GmbH | Abbott Rapid Diagnostics Jena GmbH, Orlaweg 1, D-07743 Jena, Germany | Abbott Rapid Diagnostics Medical Co. C/O UPS HEALTHCARE, Marco Poloweg 22-24, 5928 LE Venlo, Netherlands DSV Solutions (Pty) Ltd. Meadowview, 1 Meadowview Lane, Meadowview Business Estate, Linbro Park, Sandton, 2065, South Africa | 50 Cartridges/kit | 4 - 30 oC | 13 Months | Plasma, Blood | Each kit contains: * 50 individually pouched test cartridges * 1 Guide | Requires: m-PIMA Analyser (product code 27030R001) | WHO PQ |  | PQDx 0226-032-00 | 2022-09-01 | v8.0 | ROW |  | Hospitec, LDA: Rua Do Lago Amaramba No. 1625/3, Bairro De Malanga, Maputo, Mozambique
| 260400011 | PimaTM Bead Standard | Abbott Rapid Diagnostics Jena GmbH | Abbott Rapid Diagnostics Jena GmbH, Orlaweg 1, D-07743 Jena, Germany | DSV Solutions (Pty) Ltd. Meadowview, 1 Meadowview Lane, Meadowview Business Estate, Linbro Park, Sandton, 2065, South Africa |  | 2 - 30 oC | 18 months |  | 2 bead cartridges " Low" and "Normal | Pima™ Analyser (260300001) | WHO PQ |  | PQDx 0099-032-00 | 2022-05-01 | v6.0 | CE-mark
| 260100100 | PimaTM CD4 100X cartridge, test kits | Abbott Rapid Diagnostics Jena GmbH | Abbott Rapid Diagnostics Jena GmbH, Orlaweg 1, D-07743 Jena, Germany | DSV Solutions (Pty) Ltd. Meadowview, 1 Meadowview Lane, Meadowview Business Estate, Linbro Park, Sandton, 2065, South Africa | 100 cartridges | 2 - 30 oC | 18 months |  | Each Kit contains: * 100 Pima CD4 foil sealed test cartridges | Pima™ Analyser (260300001) | WHO PQ |  | PQDx 0099-032-00 | 2022-05-01 | v6.0 | CE-mark
| 260100025 | PimaTM CD4 cartridge 25X, test kits | Abbott Rapid Diagnostics Jena GmbH | Abbott Rapid Diagnostics Jena GmbH, Orlaweg 1, D-07743 Jena, Germany | DSV Solutions (Pty) Ltd. Meadowview, 1 Meadowview Lane, Meadowview Business Estate, Linbro Park, Sandton, 2065, South Africa | 25 cartridges | 2 - 30 oC | 18 months |  | Each Kit contains: * 25 Pima CD4 foil sealed test cartridges | Pima™ Analyser (260300001) | WHO PQ |  | PQDx 0099-032-00 | 2022-05-01 | v6.0 | CE-mark
| 90010000 | ASI RPR Card Test | Arlington Scientific, Inc. | Springville, UT |  | 10000 Tests/Kit | 2 - 8 ⁰C |  | Plasma Serum | Each Kit contains: * 20 x 9.0 mL RPR Carbon Antigen * 5.0 mL Reactive Control * 5.0 mL Weak Reactive Control * 5.0 mL Nonreactive control * 1 0- 3mL Dropping bottle * 1 0- 20g Dispensing Needle (60 drops/mL) * 675 - RPR Test Card (15-well) * 350 RPR Test card (30 well) * 10000 - 0.05 mL Disposable Stirrer Pipets | This test is also intended for use in screening blood donors when the test is read and interpreted with the ASiManager-AT. | US FDA |  | K851504 |  |  | US FDA
| 9005000 | ASI RPR Card Test | Arlington Scientific, Inc. | Springville, UT |  | 5000 Tests/Kit | 2 - 8 ⁰C |  | Plasma Serum | Each Kit contains: * 10 x 9.0 mL RPR Carbon Antigen * 5 x 2.0 mL Reactive Control * 5 x 2.0 mL Weak Reactive Control * 5 x 2.0 mL Nonreactive control * 1 0- 3mL Dropping bottle * 1 0- 20g Dispensing Needle (60 drops/mL) * 500 RPR Test card (10- well) * 350 - RPR Test Card (15-well) * 175 RPR Test card (30 well) * 5000 - 0.05 mL Disposable Stirrer Pipets | This test is also intended for use in screening blood donors when the test is read and interpreted with the ASiManager-AT. | US FDA |  | K851504 |  |  | US FDA
| 900500 | ASI RPR Card Test | Arlington Scientific, Inc. | Springville, UT |  | 500 Tests/Kit | 2 - 8 ⁰C |  | Plasma Serum | Each Kit contains: * 9.0 mL RPR Carbon Antigen * 2.0 mL Reactive Control * 2.0 mL Weak Reactive Control * 2.0 mL Nonreactive control * 1 - 3mL Dropping bottle * 1 - 20g Dispensing Needle (60 drops/mL) * 50 RPR Test card (10- well) * 35 - RPR Test Card (15-well) * 500 - 0.05 mL Disposable Stirrer Pipets | This test is also intended for use in screening blood donors when the test is read and interpreted with the ASiManager-AT. | US FDA |  | K851504 |  |  | US FDA
| 900100 | ASI RPR Card Test | Arlington Scientific, Inc. | Springville, UT |  | 100 Tests/Kit | 2 - 8 ⁰C |  | Plasma Serum | Each Kit contains: * 2.0 mL RPR Carbon Antigen * 1.0 mL Reactive Control * 1.0 mL Weak Reactive Control * 1.0 mL Nonreactive control * 1 - 3mL Dropping bottle * 1 - 20g Dispensing Needle (60 drops/mL) * 10 RPR Test card (10- well) * 100 - 0.05 mL Disposable Stirrer Pipets | This test is also intended for use in screening blood donors when the test is read and interpreted with the ASiManager-AT. | US FDA |  | K851504 |  |  | US FDA
| 900025 | ASI RPR Card Test | Arlington Scientific, Inc. | Springville, UT |  | 25 Tests/Kit | 2 - 8 ⁰C |  | Plasma Serum | Each Kit contains: * 0.5 mL RPR Carbon Antigen * 0.5 mL Reactive Control * 0.5 mL Weak Reactive Control * 0.5 mL Nonreactive control * 1 - 3mL Dropping bottle * 1 - 20g Dispensing Needle (60 drops/mL) * 3 RPR Test card (10- well) * 25 - 0.05 mL Disposable Stirrer Pipets | This test is also intended for use in screening blood donors when the test is read and interpreted with the ASiManager-AT. | US FDA |  | K851504 |  |  | US FDA
| 614015 | careHPV Test | QIAGEN GmBH | QIAGEN Shenzhen Co. Ltd, 6&7/F, R3-B, High-tech Industrial Park, Shenzhen China QIAGEN Sciences, 19300 Germantown Road, Germantown, MD, 20874 |  | 96 Test/kit | 4-25 oC | 12 Months | Cervical Specimens | Each kit contains: * 1 Assay microplate * 1 Negative Calibrator (0.5 mL) * 1 Positive Calibrator (0.5 mL) *1 Reagent 1 (3 mL) * 1 Indicator Dye (0.35 mL) * 4 Stabilized Biologics (Reagent 2, Reagent 3, Reagent 4 and Reagent 6 * 4 Reconsititution Diluents (Reagent 2 Diluent, Reagent 3 Diluent, Reagent 4 Diluent and Reagent 6 Diluent) * Reagent 5 (250 mL) * 1 Reagent 5 nozzle * 1 Assay Data Recording Sheet * 1 Handbook | Requires: careHPV Test System | WHO PQ |  | PQDx 0085-028-00 | 2018-07-01 | v1.0 | CE-mark
| 349211 | BD Simultest CD3/CD19 | Beckton Dickinson and Company, BD Biosciences | Beckton Dickinson Caribe, LTD Vicks Drive, Lot 1 Corner Road 735 Cayey, PR USA 00736 | [7 empty] | US FDA |  |  |  |  | US FDA
| 349209 | CD19 PE | Beckton Dickinson and Company, BD Biosciences | Beckton Dickinson Caribe, LTD Vicks Drive, Lot 1 Corner Road 735 Cayey, PR USA 00736 | [7 empty] | US FDA |  |  |  |  | US FDA
| 349201 | CD3 FITC | Beckton Dickinson and Company, BD Biosciences | Beckton Dickinson Caribe, LTD Vicks Drive, Lot 1 Corner Road 735 Cayey, PR USA 00736 | [7 empty] | US FDA |  |  |  |  | US FDA
| 342512 | BD FACSCount CD4/CD3 (with Trucount Tubes) | Beckton Dickinson and Company, BD Biosciences | Beckton Dickinson Caribe, LTD Vicks Drive, Lot 1 Corner Road 735 Cayey, PR USA 00736 | [7 empty] | US FDA |  |  |  |  | US FDA
| 340542 | CD3 FITC | Beckton Dickinson and Company, BD Biosciences | Beckton Dickinson Caribe, LTD Vicks Drive, Lot 1 Corner Road 735 Cayey, PR USA 00736 | [7 empty] | US FDA |  |  |  |  | US FDA
| 340500 | BD Multitest CD3/CD16+CD56/CD45/CD19 | Beckton Dickinson and Company, BD Biosciences | Beckton Dickinson Caribe, LTD Vicks Drive, Lot 1 Corner Road 735 Cayey, PR USA 00736 | [7 empty] | US FDA |  |  |  |  | US FDA
| 340499 | BD Multitest CD3/CD8/CD45/CD4 | Beckton Dickinson and Company, BD Biosciences | Beckton Dickinson Caribe, LTD Vicks Drive, Lot 1 Corner Road 735 Cayey, PR USA 00736 | [7 empty] | US FDA |  |  |  |  | US FDA
| 340492 | BD Multitest CD3/CD16+CD56/CD45/CD19 (with Trucount Tubes) | Beckton Dickinson and Company, BD Biosciences | Beckton Dickinson Caribe, LTD Vicks Drive, Lot 1 Corner Road 735 Cayey, PR USA 00736 | [7 empty] | US FDA |  |  |  |  | US FDA
| 340491 | BD Multitest CD3/CD8/CD45/CD4 (with Trucount Tubes) | Beckton Dickinson and Company, BD Biosciences | Beckton Dickinson Caribe, LTD Vicks Drive, Lot 1 Corner Road 735 Cayey, PR USA 00736 | [7 empty] | US FDA |  |  |  |  | US FDA
B | 340406 | BD Tritest CD3/CD8/CD45 (with Trucount Tubes) | Beckton Dickinson and Company, BD Biosciences | Beckton Dickinson Caribe, LTD Vicks Drive, Lot 1 Corner Road 735 Cayey, PR USA 00736 | [7 empty] | US FDA |  |  |  |  | US FDA
| 340405 | BD Tritest CD3/CD19/CD45 (with Trucount Tubes) | Beckton Dickinson and Company, BD Biosciences | Beckton Dickinson Caribe, LTD Vicks Drive, Lot 1 Corner Road 735 Cayey, PR USA 00736 | [7 empty] | US FDA |  |  |  |  | US FDA
| 340403 | BD Tritest CD3/CD16+56/CD45 (with Trucount Tubes) | Beckton Dickinson and Company, BD Biosciences | Beckton Dickinson Caribe, LTD Vicks Drive, Lot 1 Corner Road 735 Cayey, PR USA 00736 | [7 empty] | US FDA |  |  |  |  | US FDA
| 340402 | BD Tritest CD3/CD16+56/CD45 (with Trucount Tubes) | Beckton Dickinson and Company, BD Biosciences | Beckton Dickinson Caribe, LTD Vicks Drive, Lot 1 Corner Road 735 Cayey, PR USA 00736 | [7 empty] | US FDA |  |  |  |  | US FDA
| 340401 | BD Tritest CD3/CD4/CD45 (with Trucount Tubes) | Beckton Dickinson and Company, BD Biosciences | Beckton Dickinson Caribe, LTD Vicks Drive, Lot 1 Corner Road 735 Cayey, PR USA 00736 | [7 empty] | US FDA |  |  |  |  | US FDA
| 340385 | BD Tritest IgG1/IgG1/CD45 | Beckton Dickinson and Company, BD Biosciences | Beckton Dickinson Caribe, LTD Vicks Drive, Lot 1 Corner Road 735 Cayey, PR USA 00736 | [7 empty] | US FDA |  |  |  |  | US FDA
| 340383 | BD Tritest CD3 FITC/CD4 PE/CD45 PerCP | Beckton Dickinson and Company, BD Biosciences | Beckton Dickinson Caribe, LTD Vicks Drive, Lot 1 Corner Road 735 Cayey, PR USA 00736 | [7 empty] | US FDA |  |  |  |  | US FDA
| 340381 | BD Tritest CD3/CD19/CD45 | Beckton Dickinson and Company, BD Biosciences | Beckton Dickinson Caribe, LTD Vicks Drive, Lot 1 Corner Road 735 Cayey, PR USA 00736 | [7 empty] | US FDA |  |  |  |  | US FDA
| 340344 | BD Tritest CD3/CD8/CD45 | Beckton Dickinson and Company, BD Biosciences | Beckton Dickinson Caribe, LTD Vicks Drive, Lot 1 Corner Road 735 Cayey, PR USA 00736 | [7 empty] | US FDA |  |  |  |  | US FDA
| 340300 | BD Tritest CD3/CD16+56/CD45 | Beckton Dickinson and Company, BD Biosciences | Beckton Dickinson Caribe, LTD Vicks Drive, Lot 1 Corner Road 735 Cayey, PR USA 00736 | [7 empty] | US FDA |  |  |  |  | US FDA
| 340298 | BD Tritest CD4/CD8/CD3 | Beckton Dickinson and Company, BD Biosciences | Beckton Dickinson Caribe, LTD Vicks Drive, Lot 1 Corner Road 735 Cayey, PR USA 00736 | [7 empty] | US FDA |  |  |  |  | US FDA
| 340167 | BD FACSCount Reagent Kit | Beckton Dickinson and Company, BD Biosciences | Beckton Dickinson Caribe, LTD Vicks Drive, Lot 1 Corner Road 735 Cayey, PR USA 00736 | [7 empty] | US FDA |  |  |  |  | US FDA
| 340166 | BD FACSCount Controls | Beckton Dickinson and Company, BD Biosciences | Beckton Dickinson Caribe, LTD Vicks Drive, Lot 1 Corner Road 735 Cayey, PR USA 00736 | [7 empty] | US FDA |  |  |  |  | US FDA
| 340133 | CD4 FITC | Beckton Dickinson and Company, BD Biosciences | Beckton Dickinson Caribe, LTD Vicks Drive, Lot 1 Corner Road 735 Cayey, PR USA 00736 | [7 empty] | US FDA |  |  |  |  | US FDA
| 340048 | BD Simultest CD3/Anti-HLA-DR | Beckton Dickinson and Company, BD Biosciences | Beckton Dickinson Caribe, LTD Vicks Drive, Lot 1 Corner Road 735 Cayey, PR USA 00736 | [7 empty] | US FDA |  |  |  |  | US FDA
| 340046 | CD8 PE | Beckton Dickinson and Company, BD Biosciences | Beckton Dickinson Caribe, LTD Vicks Drive, Lot 1 Corner Road 735 Cayey, PR USA 00736 | Becton Dickinson Distribution Center NV, Laagstraat 57, B-9140 Temse, Belgium | [6 empty] | US FDA |  |  |  |  | US FDA
| 340044 | BD Simultest CD3/CD8 | Beckton Dickinson and Company, BD Biosciences | Beckton Dickinson Caribe, LTD Vicks Drive, Lot 1 Corner Road 735 Cayey, PR USA 00736 | Becton Dickinson Distribution Center NV, Laagstraat 57, B-9140 Temse, Belgium | [6 empty] | US FDA |  |  |  |  | US FDA
| 340043 | BD Simultest CD3/CD4 | Becton Dickinson and Company, BD Biosciences | Beckton Dickinson Caribe, LTD Vicks Drive, Lot 1 Corner Road 735 Cayey, PR USA 00736 | Becton Dickinson Distribution Center NV, Laagstraat 57, B-9140 Temse, Belgium | [6 empty] | US FDA |  |  |  |  | US FDA
| 340042 | BD Simultest CD3/CD16+CD56 | Beckton Dickinson and Company, BD Biosciences | Beckton Dickinson Caribe, LTD Vicks Drive, Lot 1 Corner Road 735 Cayey, PR USA 00736 | Becton Dickinson Distribution Center NV, Laagstraat 57, B-9140 Temse, Belgium | [6 empty] | US FDA |  |  |  |  | US FDA
| 340041 | BD Simultest Control y1/y2a | Beckton Dickinson and Company, BD Biosciences | Beckton Dickinson Caribe, LTD Vicks Drive, Lot 1 Corner Road 735 Cayey, PR USA 00736 | Becton Dickinson Distribution Center NV, Laagstraat 57, B-9140 Temse, Belgium | [6 empty] | CE Mark
| 340040 | BD Simultest LeucoGATE | Beckton Dickinson and Company, BD Biosciences | Beckton Dickinson Caribe, LTD Vicks Drive, Lot 1 Corner Road 735 Cayey, PR USA 00736 | Becton Dickinson Distribution Center NV, Laagstraat 57, B-9140 Temse, Belgium | [6 empty] | US FDA |  |  |  |  | US FDA
| 340039 | BD Simultest CD4/CD8 | Beckton Dickinson and Company, BD Biosciences | Beckton Dickinson Caribe, LTD Vicks Drive, Lot 1 Corner Road 735 Cayey, PR USA 00736 | Becton Dickinson Distribution Center NV, Laagstraat 57, B-9140 Temse, Belgium | [6 empty] | US FDA |  |  |  |  | US FDA
| 339010 | BD FACSCount CD4 Reagents | Beckton Dickinson and Company, BD Biosciences | Beckton Dickinson Caribe, LTD Vicks Drive, Lot 1 Corner Road 735 Cayey, PR USA 00736 | Becton Dickinson Distribution Center NV, Laagstraat 57, B-9140 Temse, Belgium | [6 empty] | US FDA |  |  |  |  | US FDA
| 285033 | NucliSENS EasyQ® HIV‐1 v2. | bioMérieux SA | Marcy L'Etoile, France |  |  | 2 - 8 ⁰C | 18 Months | Plasma DBS | Amplification reagent | NucliSENS miniMAG configuration 200305 NucliSENS Easy Q configuration 200309 Mini Strip Centrifuge 285056 | WHO PQ |  | PQDx 0148-016-00 | 2017-01-01 | v2.0 | CE-mark
| 280134 | NucliSENS easyMAG extraction Lysis Buffer | bioMérieux SA | Marcy L'Etoile, France |  |  | 2 - 30 oC | 24 Months |  |  | NucliSENS easyMAG configuration 4700014 NucliSENS Easy Q configuration 4700016 | WHO PQ |  | PQDx 0127-016-00 | 2017-01-01 | v 3.0 | CE-mark
| 280133 | NucliSENS easyMAG magnetic silica | bioMérieux SA | Marcy L'Etoile, France |  |  | 2 - 8 ⁰C | 18 Months |  |  | NucliSENS easyMAG configuration 4700014 NucliSENS Easy Q configuration 4700016 | WHO PQ |  | PQDx 0127-016-00 | 2017-01-01 | v 3.0 | CE-mark
| 280132 | NucliSENS easyMAG extraction Buffer 3 | bioMérieux SA | Marcy L'Etoile, France |  |  | 2 - 8 ⁰C | 15 Months |  |  | NucliSENS easyMAG configuration 4700014 NucliSENS Easy Q configuration 4700016 | WHO PQ |  | PQDx 0127-016-00 | 2017-01-01 | v 3.0 | CE-mark
| 280131 | NucliSENS easyMAG extraction Buffer 2 | bioMérieux SA | Marcy L'Etoile, France |  |  | 2 - 30 oC | 18 Months |  |  | NucliSENS easyMAG configuration 4700014 NucliSENS Easy Q configuration 4700016 | WHO PQ |  | PQDx 0127-016-00 | 2017-01-01 | v 3.0 | CE-mark
| 280130 | NucliSENS easyMAG extraction Buffer 1 | bioMérieux SA | Marcy L'Etoile, France |  |  | 2 - 30 oC | 24 Months |  |  | NucliSENS easyMAG configuration 4700014 NucliSENS Easy Q configuration 4700016 | WHO PQ |  | PQDx 0127-016-00 | 2017-01-01 | v 3.0 | CE-mark
| 200293 | NucliSENS Magnetic Extraction Reagent | bioMérieux SA | Marcy L'Etoile, France |  |  | 2 - 8 ⁰C | 18 Months |  |  | NucliSENS miniMAG configuration 200305 NucliSENS Easy Q configuration 200309 Mini Strip Centrifuge 285056 | WHO PQ |  | PQDx 0148-016-00 | 2017-01-01 | v2.0 | CE-mark
| 200292 | NucliSENS Lysis Buffer | bioMérieux SA | Marcy L'Etoile, France |  |  | 2 - 30 oC | 24 Months |  |  | NucliSENS miniMAG configuration 200305 NucliSENS Easy Q configuration 200309 Mini Strip Centrifuge 285056 | WHO PQ |  | PQDx 0148-016-00 | 2017-01-01 | v2.0 | CE-mark
| 80540 | INNO-LIA HIV 1/II Score | Fujirebio Europe NV | Technologiepark 6, Zwijnaarde, 9052, Ghent, Belgium |  | 20 Tests | 2 - 8 ⁰C | 16 Months | Plasma Serum | The test kit contains: * Antigen-coated test strips (20 x strips), * Sample diluent (1 x30ml/vial), * Negative control (1 x 0.12ml/vial), * Positive control (1 x 0.12ml/vial), * ready-to-use conjugate (1 x 45ml/vial), * Ready-to-use substrate BCIP/NBT (1 x 45ml/vial), * Stop solution (1 x 45ml/vial), * Wash solution (1 x 45ml/vial), * Incubation tray (2) * Adhesive sealers (5) * Data reporting sheet (1) * Reading card (1) * Instructions for use (1 copy) |  | WHO PQ |  | PQDx 0203-073-00 May 2015, v2.0 |  |  | CE-mark
| 80538 | INNO-LIA HCV Score | Fujirebio Europe NV | Technologiepark 6, Zwijnaarde, 9052, Ghent, Belgium |  | 20 Tests/Kit | 2 - 8 °C | 15 Months | Serum Plasma | Each kit contains: • 20 Test Strips • 1 Sample Diluent (30 mL) • 1 Ready to use Conjugate (45 mL) • 1 Negative Control (0.12 mL) • 1 Positive Control (0.12 mL) • 1 Ready to use BCIP/NBT Substrate (45 mL) • 1 Stop Solution (45 mL) • 1 Wash Solution (45 mL) • 2 Incubation Tray • 5 Adhesive Sealers • 1 Data Reporting Sheet • 1 Reading card • 1 Instructions for use |  | WHO PQ |  | PQDx 0202-073-00 | 2015-07-01 | v2.0 | CE-mark
| 80068 | INNOTEST HCV Ab IV | Fujirebio Europe NV | Technologiepark 6, Zwijnaarde, 9052, Ghent, Belgium |  | 192 Tests/Kit | 2 - 8 ⁰C | 16 Months | Serum Plasma | Each kit contains: •1 vial (1.5 mL) Negative control • 1 vial (1.5 mL) Positive control • 2 sachets of antgien coated test wells •1 vial (60 mL) sample diluent •1 vial (150 mL) concentrated wash solution •1 vial (60 mL) conjugate diluent •1 vial (0.60 mL) concentrated conjugate 100X •1 vial (60 mL) substrate buffer •1 vial (1 mL) conentrated substrate •1 vial (30 mL) stop solution • 8 Adhesive plate sealers • 1 plastic minigrip bag(s) |  | WHO PQ |  | PQDx 0201-073-00 | 2018-02-01 | v2.0 | CE-mark
| 800330 | INNOTEST HCV Ab IV | Fujirebio Europe NV | Technologiepark 6, Zwijnaarde, 9052, Ghent, Belgium |  | 480 Tests/Kit | 2 - 8 ⁰C | 16 Months | Serum Plasma | Each kit contains: •1 vial (3.0 mL) Negative control • 1 vial (3.0 mL) Positive control • 5 sachets of antgien coated test wells (8 plates total) •1 vial (150 mL) sample diluent •1 vial (200 mL) concentrated wash solution •1 vial (150 mL) conjugate diluent •1 vial (1.5 mL) concentrated conjugate 100X •1 vial (150 mL) substrate buffer •1 vial (1.5 mL) conentrated substrate •1 vial (45 mL) stop solution • 15 Adhesive plate sealers • 2 plastic minigrip bag(s) |  | WHO PQ |  | PQDx 0201-073-00 | 2018-02-01 | v2.0 | CE-mark
| 72388 | GenscreenTM ULTRA HIV Ag-Ab | Bio-Rad | Marnes La Coquette, France |  | 480 Tests/Kit | 2 - 8 ⁰C | 18 Months | Serum Plasma | Each kit contains: * 5 ( 96 well) Microplate * 1 (235 mL) vial washing solution * 1 (2.5 mL) negative control * 1 (1 mL) vial HIV Ab Positive control * 1 (1 mL) vial HIV Ag Positive control * 2 (10 mL) vial Conjugate 1 * 2 (30 mL) vial Conjugate 2 * 2 (30 mL) vial Conjugate 2 Diluent * 2 (60 mL) vial Peroxidase substrate buffer * 2 (5 mL) vial Chromogen * 3 (28 mL) stopping solution |  | WHO PQ |  | PQDx 0096-031-00 | 44470 | v2.0 | CE-mark
| 72386 | GenscreenTM ULTRA HIV Ag-Ab | Bio-Rad | Marnes La Coquette, France |  | 96 Tests/Kit | 2 - 8 ⁰C | 18 Months | Serum Plasma | Each kit contains: * 1 ( 96 well) Microplate * 1 (70 mL) vial washing solution * 1 (2.5 mL) negative control * 1 (1 mL) vial HIV Ab Positive control * 1 (1 mL) vial HIV Ag Positive control * 1 (10 mL) vial Conjugate 1 * 1 (12.5 mL) vial Conjugate 2 * 1 (12.5 mL) vial Conjugate 2 Diluent * 1 (60 mL) vial Peroxidase substrate buffer * 1 (5 mL) vial Chromogen * 1 (28 mL) stopping solution |  | WHO PQ |  | PQDx 0096-031-00 | 44470 | v2.0 | CE-mark
| 21482 (supplier-assigned part number) A10-11 (manufacturer-assigned part number) | Pregnancy Test Strips (urine for HCG test) | SUPPLIED BY: IMRES Manufactured by: Core Technology Co., Ltd | Core Technology Co., Ltd. Room 100, C Building, No. 29 Life Park Road, Changping District 102206, Beijing, PR China |  | 50 tests | 2 - 30 ⁰C: Do Not Freeze | 36 Months | Urine | Each kit contains: 50 pregnancy test strips 1 IFU | A product from this same manufacturer was originally evaluated as part of GHSC-PSM-2017-T03-MG-OTH-10036353 and found to meet product quality requiremetns, but not RFQ requirements. TE 00131.01 evaluated a pregnancy test kit that meets the RFQ requirements but never procured. TE 00131.02 reviewed and approved the eligibility of a pregnancy test kit variation in August 2024 | USAID |  | TE 00131.02 |  |  | CE-mark
|  | Syphilis Total Ab Confirmatory Assay (SEE COMMENTS) | Diagnostic BioProbes S.r.l. (DiaPro) |  |  | 96 Tests |  |  |  |  | This product is approved for procurement for NIGERIA ONLY. This is a special approval from USAID. | USAID
| 7D2741 | Determine™ TB LAM Ag | Abbott Diagnostics Scarborough Inc D/B/A Alere Scarborough Inc | 10 Southgate Road, Scarborough, ME 0474 USA | Abbott Rapid Diagnostics Medical Co. C/O UPS HEALTHCARE, Marco Poloweg 22-24, 5928 LE Venlo, Netherlands DSV Solutions (Pty) Ltd. Meadowview, 1 Meadowview Lane, Meadowview Business Estate, Linbro Park, Sandton, 2065, South Africa | 25 Tests | 2-30 ⁰C | 17 months | Urine | Each kit contains: * 25 Determine TB LAM Ag Tests * 1 Determine TB LAM Ag Reference Card * 1 Determine TB LAM Ag IFU | This product was added to the Eligible list (NOV 2019) at the request of USAID and based on TB Working Group publication. This product will undergo post-shipment testing. Updated 07 Oct 2020 to reflect rebranding (TE 00776.00) | USAID (WHO TB WG) |  |  |  |  | CE-mark
| 303093 | Aptima HPV Assay Kit (Note: Panther System) | Hologic, Inc. | Hologic Inc. 10210 Genetic Center Drive, San Diego CA 92121 | DSV Solutions NV Eddastraat 21, 9042 Gent, Blegium | 250 Tests | Aptima HPV Refrigerated Box: 2- 8C Aptima HPV Room Temperature Box: store at room temperature, 15C to 30C upon receipt. Aptima HPV Calibrators Box: Store at 2-8C upon receipt | 12 months | Cervical Specimens | Each kit contains 3 boxes Box 1: Aptima HPV Refrigerated Box * 1 vial HPV ampilification reagent *1 vial HPV Enzyme Reagent *1 vial HPV Probe Reagen *1 vial HPV internal Control Reagent Box 2: Aptima HPV Room Temperature Box *1 Vial HPV Amplification Reconstitution Solution *1 Vial HPV Enzyme Reconstitution Solution *1 Vial HPV Probe Reconstitution Solution *1 Vial HPV selection reagent *1 Vial HPV Target Capture Reagent *3 reconstitution collars *1 sheet: Master Lot Barcode Sheet Box 3: Aptima HPV Calibrators *5 vials HPV Positive Calibrator *5 vials HPV Negative Calibrator |  | US FDA |  | P100042 |  |  | US FDA
| 302929 | Aptima HPV Assay Kit (Note: Panther System) | Hologic, Inc. | Hologic Inc. 10210 Genetic Center Drive, San Diego CA 92121 | DSV Solutions NV Eddastraat 21, 9042 Gent, Blegium | 100 Tests | Aptima HPV Refrigerated Box: 2- 8C Aptima HPV Room Temperature Box: store at room temperature, 15C to 30C upon receipt. | 12 months | Cervical Specimens | Each kit contains 3 boxes Box 1: Aptima HPV Refrigerated Box * 1 vial HPV ampilification reagent *1 vial HPV Enzyme Reagent *1 vial HPV Probe Reagen *1 vial HPV internal Control Reagent Box 2: Aptima HPV Room Temperature Box *1 Vial HPV Amplification Reconstitution Solution *1 Vial HPV Enzyme Reconstitution Solution *1 Vial HPV Probe Reconstitution Solution *1 Vial HPV selection reagent *1 Vial HPV Target Capture Reagent *3 reconstitution collars *1 sheet: Master Lot Barcode Sheet Box 3: Aptima HPV Calibrators *5 vials HPV Positive Calibrator *5 vials HPV Negative Calibrator |  | US FDA |  |  |  |  | US FDA
| 302554 | Aptima HPV Calibrators Box | Hologic, Inc. | Hologic Inc. 10210 Genetic Center Drive, San Diego CA 92121 | DSV Solutions NV Eddastraat 21, 9042 Gent, Blegium |  | 2-8C | 12 Months | Cervical Specimens | *5 vials x 2.7 mL: HPV Positive Calibrator *5 vials x 2.7 mL: HPV Negative Calibrator |  | US FDA |  |  |  |  | US FDA
| 06FK37 | Bioline HIV/Syphilis Duo | Abbott Diagnostics Korea Inc. | Production: Abbott Diagnostics Korea Inc., 65, Borahagal-ro, Giheung-gu, Yongin-si, Gyeonggi-do, Republic of Korea 446-930 Warehouse: 19-22, Dongtansandan 3-gil, Dongtan-myeon, Hwaseong-si, Gyeonggi-do, Republic of Korea | B-block, (705 Sin-dong), Hwaseong-Dongtan Mulryu, 48 Dongtanmulryu-ro, Hwaseong-si, Gyeonggi-do, Korea (PC:18465) DSV Solutions (Pty) Ltd. Meadowview, 1 Meadowview Lane, Meadowview Business Estate, Linbro Park, Sandton, 2065, South Africa | 25 tests/kit | 1-30 ⁰C | 24 Months | serum, plasma or WB | Each kit contains: • 25 Individuallly pouched test devices with desiccant packet. • 1 Assay Diluent Bottle of 4 mL • 25 Capillary Pipettes • 25 units of sterile safety lancets • 25 alcohol swabs • 1 Instructions for Use |  | WHO PQ |  | PQDx 0179-012-00 | 2022-03-01 | v7.0 | ROW
| 08N50-090 | Alinity m HCV AMP kit | Abbott Molecular Inc. | Abbott Molecular Inc., 1300 East Touhy Avenue, Des Plaines, IL 60018, USA | DSV Solutions (Pty) Ltd. Meadowview, 1 Meadowview Lane, Meadowview Business Estate, Linbro Park, Sandton, 2065, South Africa | 4 trays of 48 kits | 2-8 ⁰C | 24 Months | serum or plasma | Each kit contains: * Alinity m HCV AMP TRAY 1, 4 trays/48 tests each * Alinity m HCV AMP TRAY 2, 4 trays/48 tests each | Requires: Alinity m System (List No. 08N53-002) | WHO PQ |  | PQDx 0461-027-00 | 2023-05-15 | v2.0 | CE-mark
| 08N50-080 | Alinity m HCV CTRL Kit | Abbott Molecular Inc. | Abbott Molecular Inc., 1300 East Touhy Avenue, Des Plaines, IL 60018, USA | DSV Solutions (Pty) Ltd. Meadowview, 1 Meadowview Lane, Meadowview Business Estate, Linbro Park, Sandton, 2065, South Africa | 12 tubes of each control | – 20 ± 5°C | 24 Months |  | Each kit contains: * negative control 12 x 1.15 mL * positive control 12 x 0.75 mL * positive positive control 12 x 0.75 mL |  | WHO PQ |  | PQDx 0461-027-00 | 2023-05-15 | v2.0 | CE-mark
| 08N50-070 | Alinity m HCV CAL Kit | Abbott Molecular Inc. | Abbott Molecular Inc., 1300 East Touhy Avenue, Des Plaines, IL 60018, USA | DSV Solutions (Pty) Ltd. Meadowview, 1 Meadowview Lane, Meadowview Business Estate, Linbro Park, Sandton, 2065, South Africa | 4 tubes | – 20 ± 5°C | 24 Months |  | Each kit contains: * Cal A 4 x 1.95 mL * Cal B 4 x 1.95 mL |  | WHO PQ |  | PQDx 0461-027-00 | 2023-05-15 | v2.0 | CE-mark
| 09HCV10D | STANDARD Q HCV Ab Test | SD Biosensor, Inc | 74, Osongsaengmyeong 4-ro, Osong-eup, Heungdeok-gu, Cheongju-si, Chungcheongbuk-do, 28161, Republic of Korea |  | 25 tests/kit | 2-40 ⁰C | 24 Months | serum, plasma or WB | Each kit contains: * 25 test devices * 1 x 4 mL Buffer Bottle * 25 capillary tubes (20 uL) * IFU |  | WHO PQ |  | PQDx 0360-117-00 | 2020-03-01 | v1.0 | ROW
| 72561 | Monolisa HCV Ag-Ab ULTRA V2 | Bio-Rad | Marnes La Coquette, France |  | 96 kits | 2-8 ⁰C | 1 year | plasma and serum | Each kit contains: * R5a positive control 1 x 1 mL * R5b antigen diluent 1 x 1 mL * R6 conjugate 1 1 x 15 mL * R7 conjugate 2 1 x 15 mL * R8 substrate buffer 1 x 60 mL * R9 chromogen-TMB solution (11x) 1 x 5 mL * R10 stopping solution 1 x 28 mL * IFU | Requires a microplate reader | WHO PQ |  | PQDx 0229-031-00 | 2020-01-01 | v1.0 | CE-mark
| 72562 | Monolisa HCV Ag-Ab ULTRA V2 | Bio-Rad | Marnes La Coquette, France |  | 480 kits | 2-8 ⁰C | 1 year | plasma and serum | Each kit contains: * R5a positive control 1 x 1 mL * R5b antigen diluent 1 x 1 mL * R6 conjugate 1 2 x 30 mL * R7 conjugate 2 2 x 30 mL * R8 substrate buffer 2 x 60 mL * R9 chromogen-TMB solution (11x) 2 x 5 mL * R10 stopping solution 3 x 28 mL * IFU | Requires a microplate reader | WHO PQ |  | PQDx 0229-031-00 | 2020-01-01 | v1.0 | CE-mark
| 4J86-90 | Abbott RealTime HCV Amplification Reagent Kit | Abbott Molecular Inc. | Abbott Molecular Inc., 1300 East Touhy Avenue, Des Plaines, IL 60018, USA | DSV Solutions (Pty) Ltd. Meadowview, 1 Meadowview Lane, Meadowview Business Estate, Linbro Park, Sandton, 2065, South Africa | 96 tests | at or below -10 ⁰C | 18 months | serum or plasma | Each kit contains: * Abbott RealTime HCV Internal Control 4 x 1.2 mL * Abbott RealTime HCV Amplification Reagent Pack 4 x 24 tests/pack | Listed for use with: Sample preparation with m2000sp, m1000sp or m24sp Amplification with m2000rt | WHO PQ |  | PQDx 0450-027-00 | 2021-11-01 | v3.0 | CE-mark
| 4J86-80 | Abbott RealTime HCV Control Kit | Abbott Molecular Inc. | Abbott Molecular Inc., 1300 East Touhy Avenue, Des Plaines, IL 60018, USA | DSV Solutions (Pty) Ltd. Meadowview, 1 Meadowview Lane, Meadowview Business Estate, Linbro Park, Sandton, 2065, South Africa | 8 tubes of each control | at or below -10 ⁰C | 18 months |  | Each kit contains: * Abbott RealTime HCV Negative Control 8 x 1.8 mL * Abbott RealTime HCV Low Positive Control 8 x 1.3 mL * Abbott RealTime HCV High Positive Contro 8 x 1.3 mL |  | WHO PQ |  | PQDx 0450-027-00 | 2021-11-01 | v3.0 | CE-mark
| 4J86-70 | Abbott RealTime HCV Calibrator Kit | Abbott Molecular Inc. | Abbott Molecular Inc., 1300 East Touhy Avenue, Des Plaines, IL 60018, USA | DSV Solutions (Pty) Ltd. Meadowview, 1 Meadowview Lane, Meadowview Business Estate, Linbro Park, Sandton, 2065, South Africa | 12 tubes of each calibrator | at or below -10 ⁰C | 18 months |  | Each kit contains: * Abbott RealTime HCV Calibrator A 12 x 1.3 mL * Abbott RealTime HCV Calibrator B 12 x 1.3 mL |  | WHO PQ |  | PQDx 0450-027-00 | 2021-11-01 | v3.0 | CE-mark
| 02N09-092 | Abbott RealTime High Risk HPV Amplification Reagent Kit | Abbott GmbH | Max-Planck-Ring 2, Wiesbaden, 65205, Germany | DSV Solutions (Pty) Ltd. Meadowview, 1 Meadowview Lane, Meadowview Business Estate, Linbro Park, Sandton, 2065, South Africa | 96 tests | at -25 to -15 ⁰C | 18 months | cervical cytology/specimen | Each kit contains: Internal control 4 x 1.2 mL Amplification reagent pack 4 Amplification reagent pack 4 packs x 24 tests DNA polymerase in a Buffered solution with stabilizers 1 x 0.07 mL HPV oligonucleotide reagent 1 x 0.502 mL Activation reagent 1 x 0.778 mL | Listed for use with: Sample preparation with m2000sp, m1000sp or m24sp Amplification with m2000rt | WHO PQ |  | PQDx 0455-180-00 | 2021-10-01 | v2.0 | CE-mark
| 02N09-080 | Abbott RealTime High Risk HPV Control Kit | Abbott GmbH | Max-Planck-Ring 2, Wiesbaden, 65205, Germany | DSV Solutions (Pty) Ltd. Meadowview, 1 Meadowview Lane, Meadowview Business Estate, Linbro Park, Sandton, 2065, South Africa | 12 tubes of each control | at or below -10 ⁰C | 18 months |  | Each kit contains: Abbott RealTime High Risk HPV Negative Control 12 x 0.5 mL Abbott RealTime High Risk HPV Positive Control 12 x 0.5 mL |  | WHO PQ |  | PQDx 0455-180-00 | 2021-10-01 | v2.0 | CE-mark
| K-4614 (See restrictions) | ExiPrep™ 96 Viral DNA/RNA Kit | Bioneer Inc. | 8-11, Munpyeongseo-ro, Daedeok-gu, Daejeon 34302, Republic of Korea |  | 384 tests | Room temperature | 24 Months | OROPHARYNGEAL NASOPHARYNGEAL SPUTUM | Each kit contains: 4x buffer cartridge 1 4x buffer cartridge 2 4x buffer cartridge 3 4x buffer cartridge 4 4x buffer cartridge 5 4x buffer cartridge 6 4x buffer cartridge 7 12 magnetic rod covers 8 sealing films 8 proteinase K 1 user's guide | Since the manufacturer provided evidence for validation of this product with ThermoFisher ABI 7500, USAID approved the purchase of this product for use in Honduras COVID19 response. Future procurements of this product requires confirmation of compatibility with platforms prior to use. | USAID |  |  |  |  | CE-mark
| PRD-03000B | Aptima™ HIV‐1 Quant Dx Assay | Hologic, Inc. | Hologic Inc. 10210 Genetic Center Drive, San Diego CA 92121 | DSV Solutions NV Eddastraat 21, 9042 Gent, Blegium | 500 Tests/Kit | 2 - 8 ⁰C | 24 Months | Serum Plasma | Each kit contains: * 5 Aptima HIV Quant Dx Assay Box * 2 Calibrator kits * 2 Control Kits | Requires: Panther ® System Check if the client has indicated in the PO the use of DBS as a specimen type or a request for extraction buffer (PRD-04772). A notification of use of DBS specimen requires separate procurement of extraction buffer (PRD-04772). | WHO PQ |  | PQDx 0236-078-00 | 2021-09-01 | v9.0 | CE-mark
| 10745138 202 | Reflotron GPT (ALT) | Roche Diagnostics GmbH | Roche Diagnostics GmbH Sandhofer StraBe 116, D-68305, Mannheim, Germany | Roche Diagnostics (Pty) Ltd, Hertford Office Park, Building E, No. 90, Bekker Road, Vorna Valley, Johannesburg, 1686 South Africa | 30 Strips | 2-30 ⁰C | 15 months | Blood, plasma | 30 test strips | To be used with Reflotron Instrument | USAID |  | TE 00768.01 |  |  | CE-mark
| 10745120 202 | Reflotron GOT (AST) | Roche Diagnostics GmbH | Roche Diagnostics GmbH Sandhofer StraBe 116, D-68305, Mannheim, Germany | Roche Diagnostics (Pty) Ltd, Hertford Office Park, Building E, No. 90, Bekker Road, Vorna Valley, Johannesburg, 1686 South Africa | 30 Strips | 2-30 ⁰C | 15 months | Blood, plasma | 30 test strips | To be used with Reflotron Instrument | USAID |  | TE 00767 |  |  | CE-mark
| 10745154 196 | Reflotron Precinorm U | Roche Diagnostics GmbH | Roche Diagnostics GmbH Sandhofer StraBe 116, D-68305, Mannheim, Germany | Roche Diagnostics (Pty) Ltd, Hertford Office Park, Building E, No. 90, Bekker Road, Vorna Valley, Johannesburg, 1686 South Africa | 4 bottles | 2 - 8 ⁰C | 17 months | Blood, plasma | 4 bottles of lyophilizate for 2 mL control serum each | To be used with Reflotron Instrument | USAID |  | TE 00769.01 |  |  | CE-mark
| 10745162 196 | Reflotron Precipath U | Roche Diagnostics GmbH | Roche Diagnostics GmbH Sandhofer StraBe 116, D-68305, Mannheim, Germany | Roche Diagnostics (Pty) Ltd, Hertford Office Park, Building E, No. 90, Bekker Road, Vorna Valley, Johannesburg, 1686 South Africa | 4 bottles | 2 - 8 ⁰C | 17 months | Blood, plasma | 4 bottles of lyophilizate for 2 mL control serum each | To be used with Reflotron Instrument | USAID |  | TE 00770.01 |  |  | CE-mark
| 05235804190 | cobas® 4800 System Sample Preparation Kit (c4800 SMPL PREP) | Roche Molecular Systems, Inc. | 1080 US Highway 202 South Branchburg, NJ 08876, USA Approved pickup location: Roche Diagnostics GmbH Sandhofer StraBe 116, D-68305, Mannheim, Germany | Roche Diagnostics (Pty) Ltd, Hertford Office Park, Building E, No. 90, Bekker Road, Vorna Valley, Johannesburg, 1686 South Africa | 960 tests | 2 - 8 ⁰C |  | cervical cells | Each kit contains: 10 x 13.5 mL MGP (cobas® 4800 system magnetic glass particles) 10 x 18 mL EB (cobas® 4800 system elution buffer) | To be used with cobas 4800 systems | US FDA |  |  |  |  | US FDA PMA
| 05235782190 | cobas® 4800 System Sample Preparation Kit (c4800 SMPL PREP) | Roche Molecular Systems, Inc. | 1080 US Highway 202 South Branchburg, NJ 08876, USA | Roche Diagnostics (Pty) Ltd, Hertford Office Park, Building E, No. 90, Bekker Road, Vorna Valley, Johannesburg, 1686 South Africa | 240 tests | 2 - 8 ⁰C |  | cervical cells | Each kit contains: 10 x 4.5 mL MGP (cobas® 4800 system magnetic glass particles) 10 x 18 mL EB (cobas® 4800 system elution buffer) | To be used with cobas 4800 systems | US FDA |  |  |  |  | US FDA PMA
| 05235898190 | cobas®4800 HPV Amplification/Detection Kit | Roche Molecular Systems, Inc. | 1080 US Highway 202 South Branchburg, NJ 08876, USA | Roche Diagnostics (Pty) Ltd, Hertford Office Park, Building E, No. 90, Bekker Road, Vorna Valley, Johannesburg, 1686 South Africa | 960 tests | 2 - 8 ⁰C |  | cervical cells | Each kit contains: 20 x 1.0 mL HPV MMX (cobas®4800 HPV Master Mix) 10 x 1.0 mL HPV Mg/Mn (cobas®4800 HPV Mg/Mn Solution) | To be used with cobas 4800 systems | US FDA |  |  |  |  | US FDA PMA
| 05235880190 | cobas®4800 HPV Amplification/Detection Kit | Roche Molecular Systems, Inc. | 1080 US Highway 202 South Branchburg, NJ 08876, USA | Roche Diagnostics (Pty) Ltd, Hertford Office Park, Building E, No. 90, Bekker Road, Vorna Valley, Johannesburg, 1686 South Africa | 240 tests | 2 - 8 ⁰C |  | cervical cells | Each kit contains: 10 x 0.5 mL HPV MMX (cobas®4800 HPV Master Mix) 10 x 1.0 mL HPV Mg/Mn (cobas®4800 HPV Mg/Mn Solution) | To be used with cobas 4800 systems | US FDA |  |  |  |  | US FDA PMA
| 05235901190 | cobas®4800 HPV AMP/DET Kit | Roche Molecular Systems, Inc. | 1080 US Highway 202 South Branchburg, NJ 08876, USA | Roche Diagnostics (Pty) Ltd, Hertford Office Park, Building E, No. 90, Bekker Road, Vorna Valley, Johannesburg, 1686 South Africa | 240 tests | 2 - 8 ⁰C | > 14 months at procurement | cervical cells | Each kit contains: 10 x 0.5 mL HPV MMX (cobas®4800 HPV Master Mix) 10 x 1.0 mL HPV Mg/Mn (cobas®4800 HPV Mg/Mn Solution) | To be used with cobas 4800 systems | USAID |  | TE 00829.00 |  |  | EC Self-Certification
| 05235855190 | cobas®4800 HPV Controls Kit | Roche Molecular Systems, Inc. | 1080 US Highway 202 South Branchburg, NJ 08876, USA | Roche Diagnostics (Pty) Ltd, Hertford Office Park, Building E, No. 90, Bekker Road, Vorna Valley, Johannesburg, 1686 South Africa | 1x10 set | 2 - 8 ⁰C |  | cervical cells | Each kit contains: 10 x 0.5 mL HPV (+) C (cobas® 4800 HPV Positive Control) 10 x 0.5 mL (–) C (cobas® 4800 System Negative Control) | To be used with cobas 4800 systems | US FDA |  |  |  |  | US FDA PMA
| 05235839190 | cobas® 4800 System Liquid Cytology Preparation Kit | Roche Molecular Systems, Inc. | 1080 US Highway 202 South Branchburg, NJ 08876, USA | Roche Diagnostics (Pty) Ltd, Hertford Office Park, Building E, No. 90, Bekker Road, Vorna Valley, Johannesburg, 1686 South Africa | 960 tests | 2 - 8 ⁰C |  | cervical cells | Each kit contains: 20 x 1.2 mL PK (cobas®4800 Proteinase K) 10 x 9 mL SDS (cobas®4800 System SDS Reagent) 10 x 36 mL LYS (cobas®4800 System Lysis Buffer) | To be used with cobas 4800 systems | US FDA |  |  |  |  | US FDA PMA
| 05235812190 | cobas® 4800 System Liquid Cytology Preparation Kit | Roche Molecular Systems, Inc. | 1080 US Highway 202 South Branchburg, NJ 08876, USA | Roche Diagnostics (Pty) Ltd, Hertford Office Park, Building E, No. 90, Bekker Road, Vorna Valley, Johannesburg, 1686 South Africa | 240 tests | 2 - 8 ⁰C |  | cervical cells | Each kit contains: 10 x 0.9 mL PK (cobas®4800 Proteinase K) 10 x 3 mL SDS (cobas®4800 System SDS Reagent) 10 x 10 mL LYS (cobas®4800 System Lysis Buffer) | To be used with cobas 4800 systems | US FDA |  |  |  |  | US FDA PMA
| 05235871190 | cobas 4800 System Wash Buffer Kit | Roche Diagnostics GmbH | Roche Diagnostics GmbH Sandhofer StraBe 116, D-68305, Mannheim, Germany | Roche Diagnostics (Pty) Ltd, Hertford Office Park, Building E, No. 90, Bekker Road, Vorna Valley, Johannesburg, 1686 South Africa | 960 tests/kit | 15-25°C | 24 months | Common reagent for HPV and HIV tests | 10 x 200 mL WB (cobas®4800 System WashBuffer) |  | WHO PQ |  | PQDx 0710-118-00 | 2023-11-01 | v3.0 | CE-mark
| 05235863190 | cobas® 4800 System Wash Buffer Kit | Roche Diagnostics GmbH | Roche Diagnostics GmbH Sandhofer StraBe 116, D-68305, Mannheim, Germany | Roche Diagnostics (Pty) Ltd, Hertford Office Park, Building E, No. 90, Bekker Road, Vorna Valley, Johannesburg, 1686 South Africa | 240 tests/kit | 15-25°C | 24 months | Common reagent for HPV and HIV tests | 10 x 55 mL WB (cobas®4800 System WashBuffer) |  | WHO PQ |  | PQDx 0710-118-00 | 2023-11-01 | v3.0 | CE mark
| 07994745190 | Roche Cell Collection Medium 20 ml vial | Roche Diagnostics GmbH | Roche Diagnostics GmbH Sandhofer StraBe 116, D-68305, Mannheim, Germany | Roche Diagnostics (Pty) Ltd, Hertford Office Park, Building E, No. 90, Bekker Road, Vorna Valley, Johannesburg, 1686 South Africa | 250 vials | 15-30°C |  |  | 250 x 20 mL Roche Cell Collection Medium | To be used with cobas 4800 HPV kits | CE Mark |  |  |  |  | CE-mark
| 08399832190 | Cervical collection brush (bulk) | Roche Diagnostics GmbH | Roche Diagnostics GmbH Sandhofer StraBe 116, D-68305, Mannheim, Germany | Roche Diagnostics (Pty) Ltd, Hertford Office Park, Building E, No. 90, Bekker Road, Vorna Valley, Johannesburg, 1686 South Africa | 500 pieces |  |  |  | 500 pieces | To be used with cobas 4800 HPV kits | CE Mark |  |  |  |  | CE-mark
| 27015-W50 | m-PIMA HIV-1/2 VL Test | Abbott Rapid Diagnostics Jena GmbH | Abbott Rapid Diagnostics Jena GmbH, Orlaweg 1, D-07743 Jena, Germany | Abbott Rapid Diagnostics Medical Co. C/O UPS HEALTHCARE, Marco Poloweg 22-24, 5928 LE Venlo, Netherlands DSV Solutions (Pty) Ltd. Meadowview, 1 Meadowview Lane, Meadowview Business Estate, Linbro Park, Sandton, 2065, South Africa | 50X cartridge kit | 4-30°C | 9 months | Plasma | Each kit contains: 50 Individually pouched test cartridges 60 Individually wrapped disposable 50 uL sample transfer tools 1 m-PIMA HIV-1/2 VL cartridge guide | To be used with m-PIMA Analyser (27030R001) or Alere q (270300001) with installed m-PIMA software version 0.26.1 or higher | WHO PQ |  | PQDx 0359-032-00 | 2020-10-01 | v3.0 | ROW
| 06FK10 | Bioline Syphilis 3.0 | Abbott Diagnostics Korea Inc. | Production: Abbott Diagnostics Korea Inc., 65, Borahagal-ro, Giheung-gu, Yongin-si, Gyeonggi-do, Republic of Korea 446-930 | DSV Solutions (Pty) Ltd. Meadowview, 1 Meadowview Lane, Meadowview Business Estate, Linbro Park, Sandton, 2065, South Africa | 30 Tests/Kit | 2-30 oC | 24 Months | Serum Plasma Whole blood | Each kit contains: * 30 Tests devices with dessicant in individual foil pouches * 1 Assay Diluent Bottle (4 mL/vial) * 30 Capillary pipettes (20 uL) option * 30 Sterile lancets option * 30 Alcohol swabs option * 1 Instructions for Use |  | USAID |  | TE 00774.01 |  |  | EC Self-Certification
| PRD-04772 | Aptima™ DBS Extraction Buffer | Hologic, Inc. | Hologic Inc. 10210 Genetic Center Drive, San Diego CA 92121 | DSV Solutions NV Eddastraat 21, 9042 Gent, Blegium | 1 x 104 mL | 15 - 40 ⁰C | 24 months 30 days in use | DBS | 1 x 104 mL | *Requires: Panther ® System *The Aptima DBS Extraction Buffer is intended for extraction of HIV viral nucleic acid from Dried Blood Spot (DBS) specimens for testing with an Aptima HIV-1 Quant Dx assay (PRD-03000) *Check if the client has indicated in the PO the use of DBS as a specimen type or a request for extraction buffer (PRD-04772). A notification of use of DBS specimen requires separate procurement of extraction buffer (PRD-04772). | WHO PQ |  | PQDx 0236-078-00 | 2021-09-01 | v9.0 | CE-mark
| AB376 | VISITECT® CD4 Advanced Disease | AccuBio Ltd. | Unit 1-12 Hillfoots Business Village Alva FD12 5DQ, Scotland, United Kingdom |  | 25 Test/kit | 2 - 30 oC. Do not Freeze | 12 months | Whole Blood | Each kit contains: 25 Test Devices in Foil Pouch + Dessicant 1 7 mL Bottle Buffer 25 Sampling Devices 25 Sterile retractable lancets 25 Alcohol swabs 1 Job aid for venous whole blood speciments 1 Job Aid for capillary whole blood specimens 1 Instruction for use | The CD4 business of Omega Diagnostics has been acquired by AccuBio Limited as reported by AccuBio in August 2022. | WHO PQ |  | PQDx 0384-077-00 | 2022-07-18 | v 5.0 | CE-mark
| K20SUK-TFN | DBS Kit | LabMate (PTY) Ltd. | Unit 11, South Cape Industrial Park, 17-19 Leo Road, Diep River, South Africa 7800 |  | 20 Tests/Kit | below 35 °C | 24 Months | capillary blood | Each kit contains: 1. 20 TFN DBS cards 2. 20 Glassine envelope 3. 60 1g sachets of silica gel with methyl violet indicator; vacuum packed 4. 20 Humidity indicator card (spots for 20%, 30%, 40%), vacuum packed 5. 20 Resealable, gas-impermeable bag 6. 20 White, self-adhesive, freezer label 7. 40 Powder free examination gloves – medium size (carries 2 glove brands) 8. 20 Lancet retractable, 2 mm long/depth x 1.5 mm wide blade 9. 20 Gauze swabs – 8 ply 10. 20 Alcohol swabs 11. 20 Adhesive bandage 12. 100 Plastic, graduated capillary tubes, K2EDTA coated 13. 1 Drying rack 14. DBS instruction for use (2 sheets) | (updates: gloves+labeling+QMS) | USAID |  | TE 00742.02 | 2024-04-22 |  | USAID SPECIFICATION
| K20SUK-TFN-AA | DBS Kit | LabMate (PTY) Ltd. | Unit 11, South Cape Industrial Park, 17-19 Leo Road, Diep River, South Africa 7800 |  | 20 Tests/Kit | below 30°C | 12 Months | capillary or venous blood | Each kit contains: 1. 20 TFN DBS cards 2. 20 Glassine envelope 3. 60 1g sachets of silica gel with methyl violet indicator; vacuum packed 4. 20 Humidity indicator card (spots for 20%, 30%, 40%), vacuum packed 5. 20 Resealable, gas-impermeable bag 6. 20 White, self-adhesive, freezer label 7. 40 Powder free examination gloves – medium size (carries 2 glove brands) 8. 20 Lancet retractable, 2 mm long/depth x 1.5 mm wide blade 9. 20 Blood collection needle with safety shield, 21 G (1-1.5 inches or 2.54-3.8 cm) 10. 20 Vacuum blood collection tube, K2EDTA, 4 mL volume 11. 20 Holder for the needle 12. 20 Tourniquet 13. 20 Gauze swab – 8 ply 14. 20 Alcohol swab 15. 20 Adhesive bandage 16. 100 Plastic, graduated capillary tubes, K2EDTA coated 17. 1 Drying rack 18. DBS instruction for use (2 sheets) | (updates: gloves+labeling+QMS) | USAID |  | TE 00743.02 | 2024-04-22 |  | USAID SPECIFICATION
| K20SUK-TFN-PVBS | DBS Kit | LabMate (PTY) Ltd. | Unit 11, South Cape Industrial Park, 17-19 Leo Road, Diep River, South Africa 7800 |  | 20 Tests/Kit | below 30°C | 12 Months | capillary or venous blood | Each kit contains: 1. 20 TFN DBS cards 2. 20 Glassine envelope 3. 60 1g sachets of silica gel with methyl violet indicator; vacuum packed 4. 20 Humidity indicator card (spots for 20%, 30%, 40%), vacuum packed 5. 20 Resealable, gas-impermeable bag 6. 20 White, self-adhesive, freezer label 7. 40 Powder free examination gloves – medium size (carries 2 glove brands) 8. 20 Lancet retractable, 2 mm long/depth x 1.5 mm wide blade 9. 20 Winged Blood collection needle, 23 G x 0.75-inch needle with 12-inch tubing 10. 20 Vacuum blood collection tube, K2EDTA, 2 mL volume 11. 20 Holder for the needle 12. 20 Tourniquet 13. 20 Gauze swab – 8 ply 14. 20 Alcohol swab 15. 20 Adhesive bandage 16. 100 Plastic, graduated capillary tubes, K2EDTA coated 17. 1 Drying rack 18. DBS instruction for use (2 sheets) | (updates: gloves+labeling+QMS) | USAID |  | TE 00744.02 | 2024-04-22 |  | USAID SPECIFICATION
| K50SUK-TFN | DBS Kit | LabMate (PTY) Ltd. | Unit 11, South Cape Industrial Park, 17-19 Leo Road, Diep River, South Africa 7800 |  | 50 Tests/Kit | below 35 °C | 24 Months | capillary blood | Each kit contains: 1. 50 TFN DBS cards 2. 50 Glassine envelope 3. 150 1g sachets of silica gel with methyl violet indicator; vacuum packed 4. 50 Humidity indicator card (spots for 20%, 30%, 40%), vacuum packed 5. 50 Resealable, gas-impermeable bag 6. 50 White, self-adhesive, freezer label 7. 100 Powder free examination gloves – medium size (carries 2 glove brands) 8. 50 Lancet retractable, 2 mm long/depth x 1.5 mm wide blade 9. 50 Gauze swab – 8 ply 10. 50 Alcohol swab 11. 50 Adhesive bandage 12. 250 Plastic, graduated capillary tubes, K2EDTA coated 13. 2 Drying rack 14. DBS instruction for use (2 sheets) | (updates: gloves+labeling+QMS) | USAID |  | TE 00745.02 | 2024-04-22 |  | USAID SPECIFICATION
| K50SUK-TFN-AA | DBS Kit | LabMate (PTY) Ltd. | Unit 11, South Cape Industrial Park, 17-19 Leo Road, Diep River, South Africa 7800 |  | 50 Tests/Kit | below 30°C | 12 Months | capillary or venous blood | Each kit contains: 1. 50 TFN DBS cards 2. 50 Glassine envelope 3. 150 1g sachets of silica gel with methyl violet indicator; vacuum packed 4. 50 Humidity indicator card (spots for 20%, 30%, 40%), vacuum packed 5. 50 Resealable, gas-impermeable bag 6. 50 White, self-adhesive, freezer label 7. 100 Powder free examination gloves – medium size (carries 2 glove brands) 8. 50 Lancet retractable, 2 mm long/depth x 1.5 mm wide blade 9. 50 Blood collection needle with safety shield, 21 G (1-1.5 inches or 2.54-3.8 cm) 10. 50 Vacuum blood collection tube, K2EDTA, 4 mL volume 11. 50 Holder for the needle 12. 50 Tourniquet 13. 50 Gauze swab – 8 ply 14. 50 Alcohol swab 15. 50 Adhesive bandage 16. 250 Plastic, graduated capillary tubes, K2EDTA coated 17. 2 Drying rack 18. DBS instruction for use (2 sheets) | (updates: gloves+labeling+QMS) | USAID |  | TE 00746.02 | 2024-04-22 |  | USAID SPECIFICATION
| K50SUK-TFN-PVBS | DBS Kit | LabMate (PTY) Ltd. | Unit 11, South Cape Industrial Park, 17-19 Leo Road, Diep River, South Africa 7800 |  | 50 Tests/Kit | below 30°C | 12 Months | capillary or venous blood | Each kit contains: 1. 50 TFN DBS cards 2. 50 Glassine envelope 3. 150 1g sachets of silica gel with methyl violet indicator; vacuum packed 4. 50 Humidity indicator card (spots for 20%, 30%, 40%), vacuum packed 5. 50 Resealable, gas-impermeable bag 6. 50 White, self-adhesive, freezer label 7. 100 Powder free examination gloves – medium size (carries 2 glove brands) 8. 50 Lancet retractable, 2 mm long/depth x 1.5 mm wide blade 9. 50 Winged Blood collection needle, 23 G x 0.75-inch needle with 12-inch tubing 10. 50 Vacuum blood collection tube, K2EDTA, 2 mL volume 11. 50 Holder for the needle 12. 50 Tourniquet 13. 50 Gauze swab – 8 ply 14. 50 Alcohol swab 15. 50 Adhesive bandage 16. 250 Plastic, graduated capillary tubes, K2EDTA coated 17. 2 Drying rack 18. DBS instruction for use (2 sheets) | (updates: gloves+labeling+QMS) | USAID |  | TE 00747.02 | 2024-04-22 |  | USAID SPECIFICATION
| K20SUK-903 | DBS Kit | LabMate (PTY) Ltd. | Unit 11, South Cape Industrial Park, 17-19 Leo Road, Diep River, South Africa 7800 |  | 20 Tests/Kit | below 35 °C | 24 Months | capillary blood | Each kit contains: 1. 20 Whatman 903 DBS cards 2. 20 Glassine envelope 3. 60 1g sachets of silica gel with methyl violet indicator; vacuum packed 4. 20 Humidity indicator card (spots for 20%, 30%, 40%), vacuum packed 5. 20 Resealable, gas-impermeable bag 6. 20 White, self-adhesive, freezer label 7. 40 Powder free examination gloves – medium size (carries 2 glove brands) 8. 20 Lancet retractable, 2 mm long/depth x 1.5 mm wide blade 9. 20 Gauze swab – 8 ply 10. 20 Alcohol swab 11. 20 Adhesive bandage 12. 100 Plastic, graduated capillary tubes, K2EDTA coated 13. 1 Drying rack 14. DBS instruction for use (2 sheets) | (updates: gloves+labeling+QMS) | USAID |  | TE 00748.02 | 2024-04-22 |  | USAID SPECIFICATION
| K20SUK-903-AA | DBS Kit | LabMate (PTY) Ltd. | Unit 11, South Cape Industrial Park, 17-19 Leo Road, Diep River, South Africa 7800 |  | 20 Tests/Kit | below 30°C | 12 Months | capillary or venous blood | Each kit contains: 1. 20 Whatman 903 DBS cards 2. 20 Glassine envelope 3. 60 1g sachets of silica gel with methyl violet indicator; vacuum packed 4. 20 Humidity indicator card (spots for 20%, 30%, 40%), vacuum packed 5. 20 Resealable, gas-impermeable bag 6. 20 White, self-adhesive, freezer label 7. 40 Powder free examination gloves – medium size (carries 2 glove brands) 8. 20 Lancet retractable, 2 mm long/depth x 1.5 mm wide blade 9. 20 Blood collection needle with safety shield, 21 G (1-1.5 inches or 2.54-3.8 cm) 10. 20 Vacuum blood collection tube, K2EDTA, 4 mL volume 11. 20 Holder for the needle 12. 20 Tourniquet 13. 20 Gauze swab – 8 ply 14. 20 Alcohol swab 15. 20 Adhesive bandage 16. 100 Plastic, graduated capillary tubes, K2EDTA coated 17. 1 Drying rack 18. DBS instruction for use (2 sheets) | (updates: gloves+labeling+QMS) | USAID |  | TE 00749.02 | 2024-04-22 |  | USAID SPECIFICATION
| K20SUK-903-PVBS | DBS Kit | LabMate (PTY) Ltd. | Unit 11, South Cape Industrial Park, 17-19 Leo Road, Diep River, South Africa 7800 |  | 20 Tests/Kit | below 30°C | 12 Months | capillary or venous blood | Each kit contains: 1. 20 Whatman 903 DBS cards 2. 20 Glassine envelope 3. 60 1g sachets of silica gel with methyl violet indicator; vacuum packed 4. 20 Humidity indicator card (spots for 20%, 30%, 40%), vacuum packed 5. 20 Resealable, gas-impermeable bag 6. 20 White, self-adhesive, freezer label 7. 40 Powder free examination gloves – medium size (carries 2 glove brands) 8. 20 Lancet retractable, 2 mm long/depth x 1.5 mm wide blade 9. 20 Winged Blood collection needle, 23 G x 0.75-inch needle with 12-inch tubing 10. 20 Vacuum blood collection tube, K2EDTA, 2 mL volume 11. 20 Holder for the needle 12. 20 Tourniquet 13. 20 Gauze swab – 8 ply 14. 20 Alcohol swab 15. 20 Adhesive bandage 16. 100 Plastic, graduated capillary tubes, K2EDTA coated 17. 1 Drying rack 18. DBS instruction for use (2 sheets) | (updates: gloves+labeling+QMS) | USAID |  | TE 00750.02 | 2024-04-22 |  | USAID SPECIFICATION
| K50SUK-903 | DBS Kit | LabMate (PTY) Ltd. | Unit 11, South Cape Industrial Park, 17-19 Leo Road, Diep River, South Africa 7800 |  | 50 Tests/Kit | below 35 °C | 24 Months | capillary blood | Each kit contains: 1. 50 Whatman 903 DBS cards 2. 50 Glassine envelope 3. 150 1g sachets of silica gel with methyl violet indicator; vacuum packed 4. 50 Humidity indicator card (spots for 20%, 30%, 40%), vacuum packed 5. 50 Resealable, gas-impermeable bag 6. 50 White, self-adhesive, freezer label 7. 100 Powder free examination gloves – medium size (carries 2 glove brands) 8. 50 Lancet retractable, 2 mm long/depth x 1.5 mm wide blade 9. 50 Gauze swab – 8 ply 10. 50 Alcohol swab 11. 50 Adhesive bandage 12. 250 Plastic, graduated capillary tubes, K2EDTA coated 13. 2 Drying rack 14. DBS instruction for use (2 sheets) | (updates: gloves+labeling+QMS) | USAID |  | TE 00751.02 | 2024-04-22 |  | USAID SPECIFICATION
| K50SUK-903-AA | DBS Kit | LabMate (PTY) Ltd. | Unit 11, South Cape Industrial Park, 17-19 Leo Road, Diep River, South Africa 7800 |  | 50 Tests/Kit | below 30°C | 12 Months | capillary or venous blood | Each kit contains: 1. 50 Whatman 903 DBS cards 2. 50 Glassine envelope 3. 150 1g sachets of silica gel with methyl violet indicator; vacuum packed 4. 50 Humidity indicator card (spots for 20%, 30%, 40%), vacuum packed 5. 50 Resealable, gas-impermeable bag 6. 50 White, self-adhesive, freezer label 7. 100 Powder free examination gloves – medium size (carries 2 glove brands) 8. 50 Lancet retractable, 2 mm long/depth x 1.5 mm wide blade 9. 50 Blood collection needle with safety shield, 21 G (1-1.5 inches or 2.54-3.8 cm) 10. 50 Vacuum blood collection tube, K2EDTA, 4 mL volume 11. 50 Holder for the needle 12. 50 Tourniquet 13. 50 Gauze swab – 8 ply 14. 50 Alcohol swab 15. 50 Adhesive bandage 16. 250 Plastic, graduated capillary tubes, K2EDTA coated 17. 2 Drying rack 18. DBS instruction for use (2 sheets) | (updates: gloves+labeling+QMS) | USAID |  | TE 00752.02 | 2024-04-22 |  | USAID SPECIFICATION
| K50SUK-903-PVBS | DBS Kit | LabMate (PTY) Ltd. | Unit 11, South Cape Industrial Park, 17-19 Leo Road, Diep River, South Africa 7800 |  | 50 Tests/Kit | below 30°C | 12 Months | capillary or venous blood | Each kit contains: 1. 50 Whatman 903 DBS cards 2. 50 Glassine envelope 3. 150 1g sachets of silica gel with methyl violet indicator; vacuum packed 4. 50 Humidity indicator card (spots for 20%, 30%, 40%), vacuum packed 5. 50 Resealable, gas-impermeable bag 6. 50 White, self-adhesive, freezer label 7. 100 Powder free examination gloves – medium size (carries 2 glove brands) 8. 50 Lancet retractable, 2 mm long/depth x 1.5 mm wide blade 9. 50 Winged Blood collection needle, 23 G x 0.75-inch needle with 12-inch tubing 10. 50 Vacuum blood collection tube, K2EDTA, 2 mL volume 11. 50 Holder for the needle 12. 50 Tourniquet 13. 50 Gauze swab – 8 ply 14. 50 Alcohol swab 15. 50 Adhesive bandage 16. 250 Plastic, graduated capillary tubes, K2EDTA coated 17. 2 Drying rack 18. DBS instruction for use (2 sheets) | (updates: gloves+labeling+QMS) | USAID |  | TE 00753.02 | 2024-04-22 |  | USAID SPECIFICATION
| 120FRC25 | First Response HIV1+2/Syphilis Combo Card Test | Premier Medical Corporation Private Limited | Sarigam, Gujarat, India |  | 25 tests | 4-30 °C | 24 months | serum, plasma, venous or capillary blood | Each kit contains: * 25 test device pouches containing 1 test device and 1 desiccant * 25 specimen transfer devices * 1 x 2.5 mL Assay buffer bottle * 25 sterile twist lancets * 25 alcohol swabs * 1 IFU |  | WHO PQ | 2020-02-01 | PQDx 0364-010-00 | 2020-02-01 | v2.0 | ROW
| 120FRC30 | First Response HIV1+2/Syphilis Combo Card Test | Premier Medical Corporation Private Limited | Sarigam, Gujarat, India |  | 30 tests | 4-30 °C | 24 months | serum, plasma, venous or capillary blood | Each kit contains: * 30 test device pouches containing 1 test device and 1 desiccant * 30 specimen transfer devices * 1 x 2.5 mL Assay buffer bottle * 30 sterile twist lancets * 30 alcohol swabs * 1 IFU |  | WHO PQ | 2020-02-01 | PQDx 0364-010-00 | 2020-02-01 | v2.0 | ROW
| 120FRC50 | First Response HIV1+2/Syphilis Combo Card Test | Premier Medical Corporation Private Limited | Sarigam, Gujarat, India |  | 50 tests | 4-30 °C | 24 months | serum, plasma, venous or capillary blood | Each kit contains: * 50 test device pouches containing 1 test device and 1 desiccant * 50 specimen transfer devices * 2 x 2.5 mL Assay buffer bottle * 50 sterile twist lancets * 50 alcohol swabs * 1 IFU |  | WHO PQ | 2020-02-01 | PQDx 0364-010-00 | 2020-02-01 | v2.0 | ROW
| 120FRC60 | First Response HIV1+2/Syphilis Combo Card Test | Premier Medical Corporation Private Limited | Sarigam, Gujarat, India |  | 60 tests | 4-30 °C | 24 months | serum, plasma, venous or capillary blood | Each kit contains: * 60 test device pouches containing 1 test device and 1 desiccant * 60 specimen transfer devices * 4 x 2.5 mL Assay buffer bottle * 60 sterile twist lancets * 60 alcohol swabs * 1 IFU |  | WHO PQ | 2020-02-01 | PQDx 0364-010-00 | 2020-02-01 | v2.0 | ROW
| 120FRC100 | First Response HIV1+2/Syphilis Combo Card Test | Premier Medical Corporation Private Limited | Sarigam, Gujarat, India |  | 100 tests | 4-30 °C | 24 months | serum, plasma, venous or capillary blood | Each kit contains: * 100 test device pouches containing 1 test device and 1 desiccant * 100 specimen transfer devices * 4 x 2.5 mL Assay buffer bottle * 100 sterile twist lancets * 100 alcohol swabs * 2 IFU |  | WHO PQ | 2020-02-01 | PQDx 0364-010-00 | 2020-02-01 | v2.0 | ROW
| 6L47-11 | ARCHITECT HCV Ag Controls | Denka Seiken Co., LTD, Kagamida Factory (Produced for Abbott GmbH & Co. KG, Germany) | Street 1359-1, Kagamida, Kigoshi, Gosen-shi, Niigata, Japan |  | 3 bottles | 2 - 8 ⁰C | 12 Months |  | Each kit contains: * 1 x 8 mL negative control * 1 x 8 mL positive control 1 * 1 x 8 mL positive control 2 | To be used with Architect i2000 (8C89-01) or Architect i2000SR (03M74-02) | WHO PQ |  | PQDx 0374-130-00 | 2019-07-01 | v1.0 | CE-mark
| 6L47-02 | ARCHITECT HCV Ag Calibrators | Denka Seiken Co., LTD, Kagamida Factory (Produced for Abbott GmbH & Co. KG, Germany) | Street 1359-1, Kagamida, Kigoshi, Gosen-shi, Niigata, Japan |  | 6 bottles | 2 - 8 ⁰C | 12 Months |  | Each kit contains: * 1 x 4 mL Calibrator A * 1 x 4 mL Calibrator B * 1 x 4 mL Calibrator C * 1 x 4 mL Calibrator D * 1 x 4 mL Calibrator E * 1 x 4 mL Calibrator F | To be used with Architect i2000 (8C89-01) or Architect i2000SR (03M74-02) | WHO PQ |  | PQDx 0374-130-00 | 2019-07-01 | v1.0 | CE-mark
| 07000995190 | COBAS HIV-1 | Roche Molecular Systems, Inc. | Roche Molecular Systems, Inc. 1080 US Highway 202 South Branchburg, NJ 08876 USA | Roche Diagnostics (Pty) Ltd, Hertford Office Park, Building E, No. 90, Bekker Road, Vorna Valley, Johannesburg, 1686 South Africa | 96 tests | 2-8 °C | 18 months | Plasma, PSC | Each kit contains: * 96 test cassettes * 1 x 13 mL vessel Proteinase Solution (PASE) * 1 x 13 mL vessel RNA Quantitation Standard (RNA-QS) * 1 x 13 mL vessel Elution Buffer (EB) * 1 x 5.5 mL vessel Master Mix Reagent 1 (MMX-R1) * 1 x 6 mL vessel HIV-1 Master Mix Reagent 2 (HIV-1 MMX-R2) | Validated for use with the cobas 5800, 6800/8800 | WHO PQ |  | PQDx 0365-046-00 | Sep-23 | v4.0 | CE-mark
| 06997767190 | COBAS HBV/HCV/HIV-1 Control Kit | Roche Molecular Systems, Inc. | Roche Molecular Systems, Inc. 1080 US Highway 202 South Branchburg, NJ 08876 USA Distributed by: Roche Diagnostics GmbH Sandhofer Strasse 116 68305 Mannheim, Germany | Roche Diagnostics (Pty) Ltd, Hertford Office Park, Building E, No. 90, Bekker Road, Vorna Valley, Johannesburg, 1686 South Africa | 16 vials | 2-8 °C | 18 months |  | Kit contains: * 8 vials x 0.65 mL HBV/HCV/HIV-1 Low positive control (HBV/HCV/HIV-1 L(+)C) * 8 vials x 0.65 mL HBV/HCV/HIV-1 High positive control (HBV/HCV/HIV-1 H(+)C) | For use with cobas 6800/8800 system | WHO PQ | 2020-10-01 | PQDx 0365-046-00 PQDx 0465-046-00 | Sep-23 Sep-23 | v4.0 v2.0 | CE-mark CE-mark
| 07002220190 | COBAS NHP Negative Control Kit | Roche Molecular Systems, Inc. | Roche Molecular Systems, Inc. 1080 US Highway 202 South Branchburg, NJ 08876 USA Distributed by: Roche Diagnostics GmbH Sandhofer Strasse 116 68305 Mannheim, Germany | Roche Diagnostics (Pty) Ltd, Hertford Office Park, Building E, No. 90, Bekker Road, Vorna Valley, Johannesburg, 1686 South Africa | 16 vials | 2-8 °C |  |  | Each kit contains: * 16 x 1 mL Normal Human Plasma Negative Control | For use with cobas 6800/8800 system | WHO PQ | 2020-10-01 | PQDx 0365-046-00 PQDx 0465-046-00 PQDx 0528-046-00 | Sep-23 Sep-23 Nov-23 | v4.0 v2.0 v1.0 | CE-mark
| 08064695190 | COBAS Specimen Pre-Extraction Reagent (SPER) | Roche Molecular Systems, Inc. | Roche Molecular Systems, Inc. 1080 US Highway 202 South Branchburg, NJ 08876 USA Distributed by: Roche Diagnostics GmbH Sandhofer Strasse 116 68305 Mannheim, Germany | Roche Diagnostics (Pty) Ltd, Hertford Office Park, Building E, No. 90, Bekker Road, Vorna Valley, Johannesburg, 1686 South Africa | 15 vessels | 2-8 °C |  | Plasma or PSC on 5800/6800/8800 (quantitative) DBS on 4800 (qualitative) | Each kit contains: * 15 x 40 mL cobas Specimen Pre-Extraction Reagent (SPER) | To be used on cobas 5800/6800/8800 with plasma or PSC | WHO PQ | 2020-10-01 | PQDx 0365-046-00 PQDx 0710-118-00 (TE 00921.00) PQDx 0528-046-00 | Sep-2023 Nov-2023 Nov-23 | v4.0 v3.0 v1.0 | CE-mark
| 06997732190 | cobas HCV | Roche Molecular Systems, Inc. | Roche Molecular Systems, Inc. 1080 US Highway 202 South Branchburg, NJ 08876 USA Distributed by: Roche Diagnostics GmbH Sandhofer Strasse 116 68305 Mannheim, Germany | Roche Diagnostics (Pty) Ltd, Hertford Office Park, Building E, No. 90, Bekker Road, Vorna Valley, Johannesburg, 1686 South Africa | 96 tests | 2 - 8 °C | 24 months | Plasma, serum | Each kit contains: 1 x 13 mL Proteinase solution (PASE), 1 x 13 mL RNA Quantitation Standard (RNA-QS) 1 x 13 mL Elution Buffer (EB) 1 x 5.5 mL Reagent 1 (MMX-R1) manganese acetate 1 x 6 mL Mix Reagent 2 (HCV MMX-R2) | For use on the 6800/8800 systems | WHO PQ | 2023-11-03 | PQDx 0465-046-00 | 2023 | v. 2.0 | CE MARK
| P108FRC25 | First Response Syphilis Anti-TP Card Test | Premier Medical Corporation Private Limited | A1-302, GIDC, Sarigam 396 155, Valsad, Gujarat, India and 32-35A, Shree Ganesh Industrial Estate, Kachigam, Nani Daman, Daman 396215, India |  | 25 tests | 4-30 °C | 24 months | Plasma, serum, capillary or venous whole blood | Each kit contains: * 25 Test device pouch containing 1 test device and 1 desiccant * 25 Specimen transfer devices * 2.5 ml x 1 Assay buffer bottle * 25 Sterile twist lancets * 25 Alcohol swabs * 1 IFU |  | WHO PQ | 2021-01-01 | PQDx 0471-010-00 | 2023-09-22 | v2.0 | ROW
| P108FRC50 | First Response Syphilis Anti-TP Card Test | Premier Medical Corporation Private Limited | A1-302, GIDC, Sarigam 396 155, Valsad, Gujarat, India and 32-35A, Shree Ganesh Industrial Estate, Kachigam, Nani Daman, Daman 396215, India |  | 50 tests | 4-30 °C | 24 months | Plasma, serum, capillary or venous whole blood | Each kit contains: * 50 Test device pouch containing 1 test device and 1 desiccant * 50 Specimen transfer devices * 2.5 ml x 2 Assay buffer bottle * 50 Sterile twist lancets * 50 Alcohol swabs * 1 IFU |  | WHO PQ | 2021-01-01 | PQDx 0471-010-00 | 2023-09-22 | v2.0 | ROW
| P108FRC100 | First Response Syphilis Anti-TP Card Test | Premier Medical Corporation Private Limited | A1-302, GIDC, Sarigam 396 155, Valsad, Gujarat, India and 32-35A, Shree Ganesh Industrial Estate, Kachigam, Nani Daman, Daman 396215, India |  | 100 tests | 4-30 °C | 24 months | Plasma, serum, capillary or venous whole blood | Each kit contains: * 100 Test device pouch containing 1 test device and 1 desiccant * 100 Specimen transfer devices * 2.5 ml x 4 Assay buffer bottle * 100 Sterile twist lancets * 100 Alcohol swabs * 2 IFU |  | WHO PQ | 2023-10-30 | PQDx 0471-010-00 | 2023-09-22 | v2.0 | ROW
| K25PSC-VL | LabMate PSC Viral Load Collection Bundle | LabMate (PTY) Ltd. (Roche is the distributor, see "Alternative FCA Product Pick-Up Location") | Unit 11, South Cape Industrial Park, 17-19 Leo Road, Diep River, South Africa 7800 | Roche Diagnostics International Ltd., Forrenstrasse 2, 6343 Rotkreuz, Switzerland | 25 Tests | 5 to 35 °C | 24 Months | WB | Each kit contains: * 3 Foil transport bag with ziplock * 25 4x1 g Indicating silica gel sachets * 1 Drying rack * 28 2 mm blade, single use lancets * 25 Roche plasma separation card * 75 EDTA coated graduated plastic capillary tubes (140 uL) * 25 pairs of powder-free medium-size gloves (carries 2 glove brands) * 1 Roche IFU * 25 Strips of 5 barcode labels * 50 Red stickers * 25 Alcohol swabs * 25 8 ply Gauze swabs | (updates: gloves+labeling+QMS) Key kit components and respective general technical specifications are included in the WHO PQ public report PQDx 0365-118-00. | USAID |  | TE 00868.02 |  |  | USAID
| KKIT-EXP20TVL-TFN-CB | DBS Kit | Lasec International (Pty) Ltd | 52 Old Mill Road, Ndabeni, Cape Town 7405, South Africa |  | 20 Tests/Kit | 10°C - 25°C | 18-22 months | capillary blood | Each kit contains: 1. 20 TFN DBS cards 2. 20 Glassine envelope 3. 60 1g sachets of silica gel with methyl violet indicator; vacuum packed 4. 20 Humidity indicator card (spots for 20%, 30%, 40%), vacuum packed 5. 20 Resealable, gas-impermeable bag 6. 20 White, self-adhesive, freezer label 7. 40 Powder free examination gloves – medium size 8. 20 Lancet retractable, 2 mm long/depth x 1.5 mm wide blade 9. 20 Gauze swabs – 8 ply 10. 20 Alcohol swabs 11. 20 Adhesive bandage 12. 100 Plastic, graduated capillary tubes, K2EDTA coated 13. 1 Drying rack 14. DBS instruction for use (2 sheets) |  | USAID |  | TE 00754.02 | 2024-04-16 |  | USAID SPECIFICATION
| KKIT-EXP20TVL-TFN-AAVBS | DBS Kit | Lasec International (Pty) Ltd | 52 Old Mill Road, Ndabeni, Cape Town 7405, South Africa |  | 20 Tests/Kit | 10°C - 25°C | 12-14 months | capillary or venous blood | Each kit contains: 1. 20 TFN DBS cards 2. 20 Glassine envelope 3. 60 1g sachets of silica gel with methyl violet indicator; vacuum packed 4. 20 Humidity indicator card (spots for 20%, 30%, 40%), vacuum packed 5. 20 Resealable, gas-impermeable bag 6. 20 White, self-adhesive, freezer label 7. 40 Powder free examination gloves – medium size 8. 20 Lancet retractable, 2 mm long/depth x 1.5 mm wide blade 9. 20 Blood collection needle with safety shield, 21 G (1-1.5 inches or 2.54-3.8 cm) 10. 20 Vacuum blood collection tube, K2EDTA, 4 mL volume 11. 20 Holder for the needle 12. 20 Tourniquet 13. 20 Gauze swab – 8 ply 14. 20 Alcohol swab 15. 20 Adhesive bandage 16. 100 Plastic, graduated capillary tubes, K2EDTA coated 17. 1 Drying rack 18. DBS instruction for use (2 sheets) |  | USAID |  | TE 00755.02 | 2024-04-16 |  | USAID SPECIFICATION
| KKIT-EXP20TVL-TFN-PVBS | DBS Kit | Lasec International (Pty) Ltd | 52 Old Mill Road, Ndabeni, Cape Town 7405, South Africa |  | 20 Tests/Kit | 10°C - 25°C | 12-14 months | capillary or venous blood | Each kit contains: 1. 20 TFN DBS cards 2. 20 Glassine envelope 3. 60 1g sachets of silica gel with methyl violet indicator; vacuum packed 4. 20 Humidity indicator card (spots for 20%, 30%, 40%), vacuum packed 5. 20 Resealable, gas-impermeable bag 6. 20 White, self-adhesive, freezer label 7. 40 Powder free examination gloves – medium size 8. 20 Lancet retractable, 2 mm long/depth x 1.5 mm wide blade 9. 20 Winged Blood collection needle, 23 G x 0.75-inch needle with 12-inch tubing 10. 20 Vacuum blood collection tube, K2EDTA, 2 mL volume 11. 20 Holder for the needle 12. 20 Tourniquet 13. 20 Gauze swab – 8 ply 14. 20 Alcohol swab 15. 20 Adhesive bandage 16. 100 Plastic, graduated capillary tubes, K2EDTA coated 17. 1 Drying rack 18. DBS instruction for use (2 sheets) |  | USAID |  | TE 00756.02 | 2024-04-16 |  | USAID SPECIFICATION
| KKIT-EXP50TVL-TFN-CB | DBS Kit | Lasec International (Pty) Ltd | 52 Old Mill Road, Ndabeni, Cape Town 7405, South Africa |  | 50 Tests/Kit | 10°C - 25°C | 18-22 months | capillary blood | Each kit contains: 1. 50 TFN DBS cards 2. 50 Glassine envelope 3. 150 1g sachets of silica gel with methyl violet indicator; vacuum packed 4. 50 Humidity indicator card (spots for 20%, 30%, 40%), vacuum packed 5. 50 Resealable, gas-impermeable bag 6. 50 White, self-adhesive, freezer label 7. 100 Powder free examination gloves – medium size 8. 50 Lancet retractable, 2 mm long/depth x 1.5 mm wide blade 9. 50 Gauze swab – 8 ply 10. 50 Alcohol swab 11. 50 Adhesive bandage 12. 250 Plastic, graduated capillary tubes, K2EDTA coated 13. 2 Drying rack 14. DBS instruction for use (2 sheets) |  | USAID |  | TE 00757.02 | 2024-04-16 |  | USAID SPECIFICATION
| KKIT-EXP50TVL-TFN-AAVBS | DBS Kit | Lasec International (Pty) Ltd | 52 Old Mill Road, Ndabeni, Cape Town 7405, South Africa |  | 50 Tests/Kit | 10°C - 25°C | 12-14 months | capillary or venous blood | Each kit contains: 1. 50 TFN DBS cards 2. 50 Glassine envelope 3. 150 1g sachets of silica gel with methyl violet indicator; vacuum packed 4. 50 Humidity indicator card (spots for 20%, 30%, 40%), vacuum packed 5. 50 Resealable, gas-impermeable bag 6. 50 White, self-adhesive, freezer label 7. 100 Powder free examination gloves – medium size 8. 50 Lancet retractable, 2 mm long/depth x 1.5 mm wide blade 9. 50 Blood collection needle with safety shield, 21 G (1-1.5 inches or 2.54-3.8 cm) 10. 50 Vacuum blood collection tube, K2EDTA, 4 mL volume 11. 50 Holder for the needle 12. 50 Tourniquet 13. 50 Gauze swab – 8 ply 14. 50 Alcohol swab 15. 50 Adhesive bandage 16. 250 Plastic, graduated capillary tubes, K2EDTA coated 17. 2 Drying rack 18. DBS instruction for use (2 sheets) |  | USAID |  | TE 00758.02 | 2024-04-16 |  | USAID SPECIFICATION
| KKIT-EXP50TVL-TFN-PVBS | DBS Kit | Lasec International (Pty) Ltd | 52 Old Mill Road, Ndabeni, Cape Town 7405, South Africa |  | 50 Tests/Kit | 10°C - 25°C | 12-14 months | capillary or venous blood | Each kit contains: 1. 50 TFN DBS cards 2. 50 Glassine envelope 3. 150 1g sachets of silica gel with methyl violet indicator; vacuum packed 4. 50 Humidity indicator card (spots for 20%, 30%, 40%), vacuum packed 5. 50 Resealable, gas-impermeable bag 6. 50 White, self-adhesive, freezer label 7. 100 Powder free examination gloves – medium size 8. 50 Lancet retractable, 2 mm long/depth x 1.5 mm wide blade 9. 50 Winged Blood collection needle, 23 G x 0.75-inch needle with 12-inch tubing 10. 50 Vacuum blood collection tube, K2EDTA, 2 mL volume 11. 50 Holder for the needle 12. 50 Tourniquet 13. 50 Gauze swab – 8 ply 14. 50 Alcohol swab 15. 50 Adhesive bandage 16. 250 Plastic, graduated capillary tubes, K2EDTA coated 17. 2 Drying rack 18. DBS instruction for use (2 sheets) |  | USAID |  | TE 00759.02 | 2024-04-16 |  | USAID SPECIFICATION
| RR-0485-02 | Novel Coronavirus (SARS-CoV-2) Real-Time Multiplex RT-PCR Kit | Shanghai ZJ Bio-Tech Co., Ltd, | Building #26, 588 Xinjunhuan Road, Shanghai 201114, China |  | 50 Tests/Kit | below -20±5°C | 6 months | OROPHARYNGEAL NASOPHARYNGEAL SPUTUM | Each kit contains: 1 vial x 513 μL SARS-CoV-2 Super Mix 1 vial x 27 μL RT-PCR Enzyme Mix 1 vial x 30 μL SARS-CoV-2 Internal Control 1 vial x 400 μL SARS-CoV-2 Negative Control 1 vial x 30 μL SARS-CoV-2 Positive Control | Items required but not provided: Extraction reagent: [If any of these items are not in the Eligible Diagnostics List, supplier shall upload a completed QA.APP.COV-02.01 to GHSC-QA Sharepoint as part of the procurement process] • QIAamp Viral RNA Mini Kit, catalogue number 52904/52906. Amplification and detection instruments: • 7500 Real-time PCR Systems with SDS 2.3 software (Applied Biosystems; catalog #4351104 or #4351105) • 7500 Fast Real-time PCR Systems with SDS 2.3 software (Applied Biosystems; catalog #4351106 or #4351107) | WHO PQ (EUL) |  | EUL 0486-139-00 | 2021-04-26 | v2.0 | ROW
| KKIT-EXP20TVL-LWP-CB | DBS Kit | Lasec International (Pty) Ltd | 52 Old Mill Road, Ndabeni, Cape Town 7405, South Africa |  | 20 Tests/Kit | 10°C - 25°C | 18-22 months | capillary blood | Each kit contains: 1. 20 Whatman 903 DBS cards 2. 20 Glassine envelope 3. 60 1g sachets of silica gel with methyl violet indicator; vacuum packed 4. 20 Humidity indicator card (spots for 20%, 30%, 40%), vacuum packed 5. 20 Resealable, gas-impermeable bag 6. 20 White, self-adhesive, freezer label 7. 40 Powder free examination gloves – medium size 8. 20 Lancet retractable, 2 mm long/depth x 1.5 mm wide blade 9. 20 Gauze swab – 8 ply 10. 20 Alcohol swab 11. 20 Adhesive bandage 12. 100 Plastic, graduated capillary tubes, K2EDTA coated 13. 1 Drying rack 14. DBS instruction for use (2 sheets) |  | USAID |  | TE 00760.02 | 2024-04-16 |  | USAID SPECIFICATION
| KKIT-EXP20TVL-LWP-AAVBS | DBS Kit | Lasec International (Pty) Ltd | 52 Old Mill Road, Ndabeni, Cape Town 7405, South Africa |  | 20 Tests/Kit | 10°C - 25°C | 12-14 months | capillary or venous blood | Each kit contains: 1. 20 Whatman 903 DBS cards 2. 20 Glassine envelope 3. 60 1g sachets of silica gel with methyl violet indicator; vacuum packed 4. 20 Humidity indicator card (spots for 20%, 30%, 40%), vacuum packed 5. 20 Resealable, gas-impermeable bag 6. 20 White, self-adhesive, freezer label 7. 40 Powder free examination gloves – medium size 8. 20 Lancet retractable, 2 mm long/depth x 1.5 mm wide blade 9. 20 Blood collection needle with safety shield, 21 G (1-1.5 inches or 2.54-3.8 cm) 10. 20 Vacuum blood collection tube, K2EDTA, 4 mL volume 11. 20 Holder for the needle 12. 20 Tourniquet 13. 20 Gauze swab – 8 ply 14. 20 Alcohol swab 15. 20 Adhesive bandage 16. 100 Plastic, graduated capillary tubes, K2EDTA coated 17. 1 Drying rack 18. DBS instruction for use (2 sheets) |  | USAID |  | TE 00761.02 | 2024-04-16 |  | USAID SPECIFICATION
| KKIT-EXP20TVL-LWP-PVBS | DBS Kit | Lasec International (Pty) Ltd | 52 Old Mill Road, Ndabeni, Cape Town 7405, South Africa |  | 20 Tests/Kit | 10°C - 25°C | 12-14 months | capillary or venous blood | Each kit contains: 1. 20 Whatman 903 DBS cards 2. 20 Glassine envelope 3. 60 1g sachets of silica gel with methyl violet indicator; vacuum packed 4. 20 Humidity indicator card (spots for 20%, 30%, 40%), vacuum packed 5. 20 Resealable, gas-impermeable bag 6. 20 White, self-adhesive, freezer label 7. 40 Powder free examination gloves – medium size 8. 20 Lancet retractable, 2 mm long/depth x 1.5 mm wide blade 9. 20 Winged Blood collection needle, 23 G x 0.75-inch needle with 12-inch tubing 10. 20 Vacuum blood collection tube, K2EDTA, 2 mL volume 11. 20 Holder for the needle 12. 20 Tourniquet 13. 20 Gauze swab – 8 ply 14. 20 Alcohol swab 15. 20 Adhesive bandage 16. 100 Plastic, graduated capillary tubes, K2EDTA coated 17. 1 Drying rack 18. DBS instruction for use (2 sheets) |  | USAID |  | TE 00762.02 | 2024-04-16 |  | USAID SPECIFICATION
| KKIT-EXP50TVL-LWP-CB | DBS Kit | Lasec International (Pty) Ltd | 52 Old Mill Road, Ndabeni, Cape Town 7405, South Africa |  | 50 Tests/Kit | 10°C - 25°C | 18-22 months | capillary blood | Each kit contains: 1. 50 Whatman 903 DBS cards 2. 50 Glassine envelope 3. 150 1g sachets of silica gel with methyl violet indicator; vacuum packed 4. 50 Humidity indicator card (spots for 20%, 30%, 40%), vacuum packed 5. 50 Resealable, gas-impermeable bag 6. 50 White, self-adhesive, freezer label 7. 100 Powder free examination gloves – medium size 8. 50 Lancet retractable, 2 mm long/depth x 1.5 mm wide blade 9. 50 Gauze swab – 8 ply 10. 50 Alcohol swab 11. 50 Adhesive bandage 12. 250 Plastic, graduated capillary tubes, K2EDTA coated 13. 2 Drying rack 14. DBS instruction for use (2 sheets) |  | USAID |  | TE 00763.02 | 2024-04-16 |  | USAID SPECIFICATION
| KKIT-EXP50TVL-LWP-AAVBS | DBS Kit | Lasec International (Pty) Ltd | 52 Old Mill Road, Ndabeni, Cape Town 7405, South Africa |  | 50 Tests/Kit | 10°C - 25°C | 12-14 months | capillary or venous blood | Each kit contains: 1. 50 Whatman 903 DBS cards 2. 50 Glassine envelope 3. 150 1g sachets of silica gel with methyl violet indicator; vacuum packed 4. 50 Humidity indicator card (spots for 20%, 30%, 40%), vacuum packed 5. 50 Resealable, gas-impermeable bag 6. 50 White, self-adhesive, freezer label 7. 100 Powder free examination gloves – medium size 8. 50 Lancet retractable, 2 mm long/depth x 1.5 mm wide blade 9. 50 Blood collection needle with safety shield, 21 G (1-1.5 inches or 2.54-3.8 cm) 10. 50 Vacuum blood collection tube, K2EDTA, 4 mL volume 11. 50 Holder for the needle 12. 50 Tourniquet 13. 50 Gauze swab – 8 ply 14. 50 Alcohol swab 15. 50 Adhesive bandage 16. 250 Plastic, graduated capillary tubes, K2EDTA coated 17. 2 Drying rack 18. DBS instruction for use (2 sheets) |  | USAID |  | TE 00764.02 | 2024-04-16 |  | USAID SPECIFICATION
| KKIT-EXP50TVL-LWP-PVBS | DBS Kit | Lasec International (Pty) Ltd | 52 Old Mill Road, Ndabeni, Cape Town 7405, South Africa |  | 50 Tests/Kit | 10°C - 25°C | 12-14 months | capillary or venous blood | Each kit contains: 1. 50 Whatman 903 DBS cards 2. 50 Glassine envelope 3. 150 1g sachets of silica gel with methyl violet indicator; vacuum packed 4. 50 Humidity indicator card (spots for 20%, 30%, 40%), vacuum packed 5. 50 Resealable, gas-impermeable bag 6. 50 White, self-adhesive, freezer label 7. 100 Powder free examination gloves – medium size 8. 50 Lancet retractable, 2 mm long/depth x 1.5 mm wide blade 9. 50 Winged Blood collection needle, 23 G x 0.75-inch needle with 12-inch tubing 10. 50 Vacuum blood collection tube, K2EDTA, 2 mL volume 11. 50 Holder for the needle 12. 50 Tourniquet 13. 50 Gauze swab – 8 ply 14. 50 Alcohol swab 15. 50 Adhesive bandage 16. 250 Plastic, graduated capillary tubes, K2EDTA coated 17. 2 Drying rack 18. DBS instruction for use (2 sheets) |  | USAID |  | TE 00765.02 | 2024-04-16 |  | USAID SPECIFICATION
| 41FK11 | Panbio COVID-19 Ag Rapid Test Device (NASAL) | Legal manufacturer: Abbott Rapid Diagnostics Jena GmbH, Orlaweg 1, D-07743 Jena, Germany | Manufacturing site: Abbott Diagnostics Korea Inc. 65, Borahagal-ro, Giheung-gu, Yongin-si, Gyeonggi-do, 17099, Republic of Korea | DSV Solutions (Pty) Ltd. Meadowview, 1 Meadowview Lane, Meadowview Business Estate, Linbro Park, Sandton, 2065, South Africa Abbot Diagnostics Korea Inc Warehouse: B-block, (705 Sin-dong) Hwaseong-Dongtan Mulryu 48 Dongtanmulryu-ro, Hwaseong-si, Gyeonggi-do, Korea (PC:18465) | 25 Tests | 2-30 °C | 24 months | Nasal swab | Each kit contains: * 25 tests devices (individually in a foil pouch with desiccant) * 25 Buffer tubes * 25 sterilized nasal swabs for sample collection * 1 tube rack * 1 IFU with quick reference guide |  | WHO PQ (EUL) | 2022-05-01 | EUL 0587-032-00 | 2022-10-19 | v7.0 | CE-mark
| 41FK21 | Panbio COVID-19 Ag Rapid Test Device (NASAL) | Legal manufacturer: Abbott Rapid Diagnostics Jena GmbH, Orlaweg 1, D-07743 Jena, Germany | Manufacturing site: Abbott Diagnostics Korea Inc. 65, Borahagal-ro, Giheung-gu, Yongin-si, Gyeonggi-do, 17099, Republic of Korea | DSV Solutions (Pty) Ltd. Meadowview, 1 Meadowview Lane, Meadowview Business Estate, Linbro Park, Sandton, 2065, South Africa Abbot Diagnostics Korea Inc Warehouse: B-block, (705 Sin-dong) Hwaseong-Dongtan Mulryu 48 Dongtanmulryu-ro, Hwaseong-si, Gyeonggi-do, Korea (PC:18465) | 25 Tests | 2-30 °C | 24 months | Nasal swab | Each kit contains: * 25 tests devices with a 2D barcode printed on the test device (individually in a foil pouch with desiccant) * 25 Buffer tubes * 25 sterilized nasal swabs for sample collection * 1 tube rack * 1 IFU with quick reference guide |  | WHO PQ (EUL) | 2022-05-01 | EUL 0587-032-00 | 2022-10-19 | v7.0 | CE-mark
| 41FK10 | Panbio COVID-19 Ag Rapid Test Device (NASOPHARYNGEAL) | Legal manufacturer: Abbott Rapid Diagnostics Jena GmbH, Orlaweg 1, D-07743 Jena, Germany | Manufacturing site: Abbott Diagnostics Korea Inc. 65, Borahagal-ro, Giheung-gu, Yongin-si, Gyeonggi-do, 17099, Republic of Korea | DSV Solutions (Pty) Ltd. Meadowview, 1 Meadowview Lane, Meadowview Business Estate, Linbro Park, Sandton, 2065, South Africa Abbot Diagnostics Korea Inc Warehouse: B-block, (705 Sin-dong) Hwaseong-Dongtan Mulryu 48 Dongtanmulryu-ro, Hwaseong-si, Gyeonggi-do, Korea (PC:18465) | 25 Tests | 2-30 °C | 24 months | Nasopharyngeal swab | Each kit contains: * 25 tests devices (individually in a foil pouch with desiccant) * 1 x 9 mL bottle buffer * 25 extraction tubes * 25 extraction caps * 1 positive control swab * 1 negative control swab * 25 sterilized nasopharyngeal swabs for specimen collection * 1 tube rack * 1 quick reference guide * 1 IFU |  | WHO PQ (EUL) |  | EUL 0564-032-00 | 2021-12-01 | v4.0 | CE-mark
| 41FK20 | Panbio COVID-19 Ag Rapid Test Device (NASOPHARYNGEAL) | Legal manufacturer: Abbott Rapid Diagnostics Jena GmbH, Orlaweg 1, D-07743 Jena, Germany | Manufacturing site: Abbott Diagnostics Korea Inc. 65, Borahagal-ro, Giheung-gu, Yongin-si, Gyeonggi-do, 17099, Republic of Korea | DSV Solutions (Pty) Ltd. Meadowview, 1 Meadowview Lane, Meadowview Business Estate, Linbro Park, Sandton, 2065, South Africa Abbot Diagnostics Korea Inc Warehouse: B-block, (705 Sin-dong) Hwaseong-Dongtan Mulryu 48 Dongtanmulryu-ro, Hwaseong-si, Gyeonggi-do, Korea (PC:18465) | 25 Tests | 2-30 °C | 24 months | Nasopharyngeal swab | Each kit contains: * 25 tests devices with a 2D barcode printed on the test device (individually in a foil pouch with desiccant) * 1 x 9 mL bottle buffer * 25 extraction tubes * 25 extraction caps * 1 positive control swab * 1 negative control swab * 25 sterilized nasopharyngeal swabs for specimen collection * 1 tube rack * 1 quick reference guide * 1 IFU |  | WHO PQ (EUL) |  | EUL 0564-032-00 | 2021-12-01 | v4.0 | CE-mark
| 41FK51 | Panbio COVID-19 Antigen Self-Test | Legal manufacturer: Abbott Rapid Diagnostics Jena GmbH, Orlaweg 1, D-07743 Jena, Germany | Manufacturing site: Abbott Diagnostics Korea Inc. 65, Borahagal-ro, Giheung-gu, Yongin-si, Gyeonggi-do, 17099, Republic of Korea | DSV Solutions (Pty) Ltd. Meadowview, 1 Meadowview Lane, Meadowview Business Estate, Linbro Park, Sandton, 2065, South Africa Abbot Diagnostics Korea Inc Warehouse: B-block, (705 Sin-dong) Hwaseong-Dongtan Mulryu 48 Dongtanmulryu-ro, Hwaseong-si, Gyeonggi-do, Korea (PC:18465) | 1 Test | 2 - 30°C | 12 months | Nasal swab | Each kit contains: 1 Instruciton for use 1 Test device 1 Buffer tube 1 Swab 1 Bag |  | WHO PQ (EUL) |  | EUL 0692-032-00 | 2022-09-29 | v1.0 | CE-mark
| 41FK71 | Panbio COVID-19 Antigen Self-Test | Legal manufacturer: Abbott Rapid Diagnostics Jena GmbH, Orlaweg 1, D-07743 Jena, Germany | Manufacturing site: Abbott Diagnostics Korea Inc. 65, Borahagal-ro, Giheung-gu, Yongin-si, Gyeonggi-do, 17099, Republic of Korea | DSV Solutions (Pty) Ltd. Meadowview, 1 Meadowview Lane, Meadowview Business Estate, Linbro Park, Sandton, 2065, South Africa Abbot Diagnostics Korea Inc Warehouse: B-block, (705 Sin-dong) Hwaseong-Dongtan Mulryu 48 Dongtanmulryu-ro, Hwaseong-si, Gyeonggi-do, Korea (PC:18465) | 10 Tests | 2 - 30°C | 12 months | Nasal swab | Each kit contains: 1 Instruciton for use 10 Test device 10 Buffer tube 10 Swab 10 Bag 1 Tub rack |  | WHO PQ (EUL) |  | EUL 0692-032-00 | 2022-09-29 | v1.0 | CE-mark
| 41FK81 | Panbio COVID-19 Antigen Self-Test | Legal manufacturer: Abbott Rapid Diagnostics Jena GmbH, Orlaweg 1, D-07743 Jena, Germany | Manufacturing site: Abbott Diagnostics Korea Inc. 65, Borahagal-ro, Giheung-gu, Yongin-si, Gyeonggi-do, 17099, Republic of Korea | DSV Solutions (Pty) Ltd. Meadowview, 1 Meadowview Lane, Meadowview Business Estate, Linbro Park, Sandton, 2065, South Africa Abbot Diagnostics Korea Inc Warehouse: B-block, (705 Sin-dong) Hwaseong-Dongtan Mulryu 48 Dongtanmulryu-ro, Hwaseong-si, Gyeonggi-do, Korea (PC:18465) | 20 Tests | 2 - 30°C | 12 months | Nasal swab | Each kit contains: 1 Instruciton for use 20 Test device 20 Buffer tube 20 Swab 20 Bag 2 Tub rack |  | WHO PQ (EUL) |  | EUL 0692-032-00 | 2022-09-29 | v1.0 | CE-mark
| 41FK91 | Panbio COVID-19 Antigen Self-Test | Legal manufacturer: Abbott Rapid Diagnostics Jena GmbH, Orlaweg 1, D-07743 Jena, Germany | Manufacturing site: Abbott Diagnostics Korea Inc. 65, Borahagal-ro, Giheung-gu, Yongin-si, Gyeonggi-do, 17099, Republic of Korea | DSV Solutions (Pty) Ltd. Meadowview, 1 Meadowview Lane, Meadowview Business Estate, Linbro Park, Sandton, 2065, South Africa Abbot Diagnostics Korea Inc Warehouse: B-block, (705 Sin-dong) Hwaseong-Dongtan Mulryu 48 Dongtanmulryu-ro, Hwaseong-si, Gyeonggi-do, Korea (PC:18465) | 4 Tests | 2 - 30°C | 12 months | Nasal swab | Each kit contains: 1 Instruciton for use 4 Test device 4 Buffer tube 4 Swab 4 Bag |  | WHO PQ (EUL) |  | EUL 0692-032-00 | 2022-09-29 | v1.0 | CE-mark
| RV008 | RADI COVID-19 Detection Kit | KH Medical Co., Ltd | #C-1402, 947, Hanam-daero, Hanam-si, Gyeonggi-do 12982, Republic of Korea |  | 100 Tests | -25°C to -15°C | 8 months | Nasopharyngeal and oropharyngeal swab | Each kit contains: 500 µl x 1 vial SARS-CoV-2 Primer & Probe Mixture 1 000 µl x 1 vial 3X RT Master Mix 300 µl x 1 via SARS-CoV-2 Positive Control 1 000 µl x 1 vial RNase free Water 1 000 µl x 1 vial SARS-CoV-2 Extraction Control | Items required but not provided: Extraction/Purification: QIAamp Viral RNA Mini Kit (Qiagen, Cat.no: 52906), Viral Transport Medium: Clinical Virus Transport Medium (Noble Biosciences, Cat.no: UTNFS-3B-2) (Swabs included) Real-Time PCR equipment: • CFX96 Real-Time PCR Detection System, Bio-Rad (Cat.no: 1845097 / S/W ver.: 1.6) | WHO PQ (EUL) | 2022-07-12 | EUL 0538-214-00 | 2022-06-01 | v2.0 | CE-mark
| L031-13025 | SARS-CoV-2 Antigen Rapid Test (Self-Testing) | Acon Biotech (Hangzhou) Co. Ltd | No.210 Zhenzhong Road, West Lake District, Hangzhou, 310030, China |  | 1 Test/kit | 2 - 30°C | 24 months | Nasal swab specimens | Each kit contains: 1 Test cassettes 1 Extraction buffer tubes 1 Disposable swab (sterile) 1 Waste bag 1 Tube holder 1 Package insert |  | WHO PQ (EUL) | 2024-05-09 | EUL 0707-021-00 | 2023-08-23 | v2.0 | ROW
| L031-13035 | SARS-CoV-2 Antigen Rapid Test (Self-Testing) | Acon Biotech (Hangzhou) Co. Ltd | No.210 Zhenzhong Road, West Lake District, Hangzhou, 310030, China |  | 2 tests/kit | 2 - 30°C | 24 months | Nasal swab specimens | Each kit contains: 2 Test cassettes 2 Extraction buffer tubes 2 Disposable swab (sterile) 2 Waste bag 2 Tube holder 1 Package insert |  | WHO PQ (EUL) | 2024-05-09 | EUL 0707-021-00 | 2023-08-23 | v2.0 | ROW
| 07460155190 | cobas® HPV | Roche Molecular Systems, Inc. | Roche Molecular Systems, Inc. 1080 US Highway 202 South Branchburg, NJ 08876 USA | Roche Diagnostics (Pty) Ltd, Hertford Office Park, Building E, No. 90, Bekker Road, Vorna Valley, Johannesburg, 1686 South Africa | 480 tests cassette | 2-8 °C | 24 months from start of manufacture (>14 months at procurement) | Cervical cells | Below reagents are integrated into each cassette format 1 x 38 mL Proteinase solution (PASE) 1 Empty vessel (EV) 1 x 38 mL Elution buffer (EB) 14.5 mL Master Mix Reagent (MMX-R1) 17.5 mL HPV Master Mix Reagent 2 (HPV MMX-R2) | Amplification and detection instruments: • cobas® 6800 System (Moveable Platform; P/N 05524245001 and 06379672001) • cobas® 6800 System (Fixed Platform; P/N 05524245001 and 06379664001) • cobas® 8800 System (P/N 05412722001) • Sample Supply Module (P/N 06301037001) • Instrument Gateway (P/N 06349595001) | WHO PQ |  | PQDx 0468-046-00 | Jun-23 | v1.0 | CE-mark
| 07460171190 | cobas® HPV Positive Control Kit | Roche Molecular Systems, Inc. | Roche Molecular Systems, Inc. 1080 US Highway 202 South Branchburg, NJ 08876 USA | Roche Diagnostics (Pty) Ltd, Hertford Office Park, Building E, No. 90, Bekker Road, Vorna Valley, Johannesburg, 1686 South Africa | 16 x 1 mL | 2-8 °C | 24 months from start of manufacture (>14 months at procurement) | Cervical cells | Each kit contains: 16 x 1 mL HPV Positive Control (HPV (+) C) 4 mini racks | Amplification and detection instruments: • cobas® 6800 System (Moveable Platform; P/N 05524245001 and 06379672001) • cobas® 6800 System (Fixed Platform; P/N 05524245001 and 06379664001) • cobas® 8800 System (P/N 05412722001) • Sample Supply Module (P/N 06301037001) • Instrument Gateway (P/N 06349595001) | WHO PQ |  | PQDx 0468-046-00 | Jun-23 | v1.0 | CE-mark
| 07002238190 | cobas® Buffer Negative Control Kit | Roche Molecular Systems, Inc. | Roche Molecular Systems, Inc. 1080 US Highway 202 South Branchburg, NJ 08876 USA | Roche Diagnostics (Pty) Ltd, Hertford Office Park, Building E, No. 90, Bekker Road, Vorna Valley, Johannesburg, 1686 South Africa | 16 x 1 mL | 2-8 °C | 24 months from start of manufacture (>14 months at procurement) | Cervical cells | Each kit contains: 16 x 1 mL cobas® Buffer Negative Control (BUF (-) C) 4 mini racks | Amplification and detection instruments: • cobas® 6800 System (Moveable Platform; P/N 05524245001 and 06379672001) • cobas® 6800 System (Fixed Platform; P/N 05524245001 and 06379664001) • cobas® 8800 System (P/N 05412722001) • Sample Supply Module (P/N 06301037001) • Instrument Gateway (P/N 06349595001) | WHO PQ |  | PQDx 0468-046-00 | Jun-23 | v1.0 | CE-mark
| K20SUK-TFN-NC | DBS Kit | LabMate (PTY) Ltd. | Unit 11, South Cape Industrial Park, 17-19 Leo Road, Diep River, South Africa 7800 |  | 20 Tests/Kit | below 35 °C | 24 Months | capillary blood | Each kit contains: 1. 20 TFN DBS cards 2. 20 Glassine envelope 3. 60 1g sachets of silica gel with methyl violet indicator; vacuum packed 4. 20 Humidity indicator card (spots for 20%, 30%, 40%), vacuum packed 5. 20 Resealable, gas-impermeable bag 6. 20 White, self-adhesive, freezer label 7. 40 Powder free examination gloves – medium size (carries 2 glove brands) 8. 20 Lancet retractable, 2 mm long/depth x 1.5 mm wide blade 9. 20 Gauze swabs – 8 ply 10. 20 Alcohol swabs 11. 20 Adhesive bandage 12. 1 Drying rack 13. DBS instruction for use (2 sheets) |  | USAID |  | TE 00877.01 | 2024-04-22 |  | USAID SPECIFICATION
| K20SUK-TFN-AA-NC | DBS Kit | LabMate (PTY) Ltd. | Unit 11, South Cape Industrial Park, 17-19 Leo Road, Diep River, South Africa 7800 |  | 20 Tests/Kit | below 30°C | 12 Months | capillary or venous blood | Each kit contains: 1. 20 TFN DBS cards 2. 20 Glassine envelope 3. 60 1g sachets of silica gel with methyl violet indicator; vacuum packed 4. 20 Humidity indicator card (spots for 20%, 30%, 40%), vacuum packed 5. 20 Resealable, gas-impermeable bag 6. 20 White, self-adhesive, freezer label 7. 40 Powder free examination gloves – medium size (carries 2 glove brands) 8. 20 Lancet retractable, 2 mm long/depth x 1.5 mm wide blade 9. 20 Blood collection needle with safety shield, 21 G (1-1.5 inches or 2.54-3.8 cm) 10. 20 Vacuum blood collection tube, K2EDTA, 4 mL volume 11. 20 Holder for the needle 12. 20 Tourniquet 13. 20 Gauze swab – 8 ply 14. 20 Alcohol swab 15. 20 Adhesive bandage 16. 1 Drying rack 17. DBS instruction for use (2 sheets) |  | USAID |  | TE 00878.01 | 2024-04-22 |  | USAID SPECIFICATION
| K20SUK-TFN-PVBS-NC | DBS Kit | LabMate (PTY) Ltd. | Unit 11, South Cape Industrial Park, 17-19 Leo Road, Diep River, South Africa 7800 |  | 20 Tests/Kit | below 30°C | 12 Months | capillary or venous blood | Each kit contains: 1. 20 TFN DBS cards 2. 20 Glassine envelope 3. 60 1g sachets of silica gel with methyl violet indicator; vacuum packed 4. 20 Humidity indicator card (spots for 20%, 30%, 40%), vacuum packed 5. 20 Resealable, gas-impermeable bag 6. 20 White, self-adhesive, freezer label 7. 40 Powder free examination gloves – medium size (carries 2 glove brands) 8. 20 Lancet retractable, 2 mm long/depth x 1.5 mm wide blade 9. 20 Winged Blood collection needle, 23 G x 0.75-inch needle with 12-inch tubing 10. 20 Vacuum blood collection tube, K2EDTA, 2 mL volume 11. 20 Holder for the needle 12. 20 Tourniquet 13. 20 Gauze swab – 8 ply 14. 20 Alcohol swab 15. 20 Adhesive bandage 16. 1 Drying rack 17. DBS instruction for use (2 sheets) |  | USAID |  | TE 00879.01 | 2024-04-22 |  | USAID SPECIFICATION
| K50SUK-TFN-NC | DBS Kit | LabMate (PTY) Ltd. | Unit 11, South Cape Industrial Park, 17-19 Leo Road, Diep River, South Africa 7800 |  | 50 Tests/Kit | below 35 °C | 24 Months | capillary blood | Each kit contains: 1. 50 TFN DBS cards 2. 50 Glassine envelope 3. 150 1g sachets of silica gel with methyl violet indicator; vacuum packed 4. 50 Humidity indicator card (spots for 20%, 30%, 40%), vacuum packed 5. 50 Resealable, gas-impermeable bag 6. 50 White, self-adhesive, freezer label 7. 100 Powder free examination gloves – medium size (carries 2 glove brands) 8. 50 Lancet retractable, 2 mm long/depth x 1.5 mm wide blade 9. 50 Gauze swab – 8 ply 10. 50 Alcohol swab 11. 50 Adhesive bandage 12. 2 Drying rack 13. DBS instruction for use (2 sheets) |  | USAID |  | TE 00880.01 | 2024-04-22 |  | USAID SPECIFICATION
| K50SUK-TFN-AA-NC | DBS Kit | LabMate (PTY) Ltd. | Unit 11, South Cape Industrial Park, 17-19 Leo Road, Diep River, South Africa 7800 |  | 50 Tests/Kit | below 30°C | 12 Months | capillary or venous blood | Each kit contains: 1. 50 TFN DBS cards 2. 50 Glassine envelope 3. 150 1g sachets of silica gel with methyl violet indicator; vacuum packed 4. 50 Humidity indicator card (spots for 20%, 30%, 40%), vacuum packed 5. 50 Resealable, gas-impermeable bag 6. 50 White, self-adhesive, freezer label 7. 100 Powder free examination gloves – medium size (carries 2 glove brands) 8. 50 Lancet retractable, 2 mm long/depth x 1.5 mm wide blade 9. 50 Blood collection needle with safety shield, 21 G (1-1.5 inches or 2.54-3.8 cm) 10. 50 Vacuum blood collection tube, K2EDTA, 4 mL volume 11. 50 Holder for the needle 12. 50 Tourniquet 13. 50 Gauze swab – 8 ply 14. 50 Alcohol swab 15. 50 Adhesive bandage 16. 2 Drying rack 17. DBS instruction for use (2 sheets) |  | USAID |  | TE 00881.01 | 2024-04-22 |  | USAID SPECIFICATION
| K50SUK-TFN-PVBS-NC | DBS Kit | LabMate (PTY) Ltd. | Unit 11, South Cape Industrial Park, 17-19 Leo Road, Diep River, South Africa 7800 |  | 50 Tests/Kit | below 30°C | 12 Months | capillary or venous blood | Each kit contains: 1. 50 TFN DBS cards 2. 50 Glassine envelope 3. 150 1g sachets of silica gel with methyl violet indicator; vacuum packed 4. 50 Humidity indicator card (spots for 20%, 30%, 40%), vacuum packed 5. 50 Resealable, gas-impermeable bag 6. 50 White, self-adhesive, freezer label 7. 100 Powder free examination gloves – medium size (carries 2 glove brands) 8. 50 Lancet retractable, 2 mm long/depth x 1.5 mm wide blade 9. 50 Winged Blood collection needle, 23 G x 0.75-inch needle with 12-inch tubing 10. 50 Vacuum blood collection tube, K2EDTA, 2 mL volume 11. 50 Holder for the needle 12. 50 Tourniquet 13. 50 Gauze swab – 8 ply 14. 50 Alcohol swab 15. 50 Adhesive bandage 16. 2 Drying rack 17. DBS instruction for use (2 sheets) |  | USAID |  | TE 00882.01 | 2024-04-22 |  | USAID SPECIFICATION
| K20SUK-903-NC | DBS Kit | LabMate (PTY) Ltd. | Unit 11, South Cape Industrial Park, 17-19 Leo Road, Diep River, South Africa 7800 |  | 20 Tests/Kit | below 35 °C | 24 Months | capillary blood | Each kit contains: 1. 20 Whatman 903 DBS cards 2. 20 Glassine envelope 3. 60 1g sachets of silica gel with methyl violet indicator; vacuum packed 4. 20 Humidity indicator card (spots for 20%, 30%, 40%), vacuum packed 5. 20 Resealable, gas-impermeable bag 6. 20 White, self-adhesive, freezer label 7. 40 Powder free examination gloves – medium size (carries 2 glove brands) 8. 20 Lancet retractable, 2 mm long/depth x 1.5 mm wide blade 9. 20 Gauze swab – 8 ply 10. 20 Alcohol swab 11. 20 Adhesive bandage 12. 1 Drying rack 13. DBS instruction for use (2 sheets) |  | USAID |  | TE 00883.01 | 2024-04-22 |  | USAID SPECIFICATION
| K20SUK-903-AA-NC | DBS Kit | LabMate (PTY) Ltd. | Unit 11, South Cape Industrial Park, 17-19 Leo Road, Diep River, South Africa 7800 |  | 20 Tests/Kit | below 30°C | 12 Months | capillary or venous blood | Each kit contains: 1. 20 Whatman 903 DBS cards 2. 20 Glassine envelope 3. 60 1g sachets of silica gel with methyl violet indicator; vacuum packed 4. 20 Humidity indicator card (spots for 20%, 30%, 40%), vacuum packed 5. 20 Resealable, gas-impermeable bag 6. 20 White, self-adhesive, freezer label 7. 40 Powder free examination gloves – medium size (carries 2 glove brands) 8. 20 Lancet retractable, 2 mm long/depth x 1.5 mm wide blade 9. 20 Blood collection needle with safety shield, 21 G (1-1.5 inches or 2.54-3.8 cm) 10. 20 Vacuum blood collection tube, K2EDTA, 4 mL volume 11. 20 Holder for the needle 12. 20 Tourniquet 13. 20 Gauze swab – 8 ply 14. 20 Alcohol swab 15. 20 Adhesive bandage 16. 1 Drying rack 17. DBS instruction for use (2 sheets) |  | USAID |  | TE 00884.01 | 2024-04-22 |  | USAID SPECIFICATION
| K20SUK-903-PVBS-NC | DBS Kit | LabMate (PTY) Ltd. | Unit 11, South Cape Industrial Park, 17-19 Leo Road, Diep River, South Africa 7800 |  | 20 Tests/Kit | below 30°C | 12 Months | capillary or venous blood | Each kit contains: 1. 20 Whatman 903 DBS cards 2. 20 Glassine envelope 3. 60 1g sachets of silica gel with methyl violet indicator; vacuum packed 4. 20 Humidity indicator card (spots for 20%, 30%, 40%), vacuum packed 5. 20 Resealable, gas-impermeable bag 6. 20 White, self-adhesive, freezer label 7. 40 Powder free examination gloves – medium size (carries 2 glove brands) 8. 20 Lancet retractable, 2 mm long/depth x 1.5 mm wide blade 9. 20 Winged Blood collection needle, 23 G x 0.75-inch needle with 12-inch tubing 10. 20 Vacuum blood collection tube, K2EDTA, 2 mL volume 11. 20 Holder for the needle 12. 20 Tourniquet 13. 20 Gauze swab – 8 ply 14. 20 Alcohol swab 15. 20 Adhesive bandage 16. 1 Drying rack 17. DBS instruction for use (2 sheets) |  | USAID |  | TE 00885.01 | 2024-04-22 |  | USAID SPECIFICATION
| K50SUK-903-NC | DBS Kit | LabMate (PTY) Ltd. | Unit 11, South Cape Industrial Park, 17-19 Leo Road, Diep River, South Africa 7800 |  | 50 Tests/Kit | below 35 °C | 24 Months | capillary blood | Each kit contains: 1. 50 Whatman 903 DBS cards 2. 50 Glassine envelope 3. 150 1g sachets of silica gel with methyl violet indicator; vacuum packed 4. 50 Humidity indicator card (spots for 20%, 30%, 40%), vacuum packed 5. 50 Resealable, gas-impermeable bag 6. 50 White, self-adhesive, freezer label 7. 100 Powder free examination gloves – medium size (carries 2 glove brands) 8. 50 Lancet retractable, 2 mm long/depth x 1.5 mm wide blade 9. 50 Gauze swab – 8 ply 10. 50 Alcohol swab 11. 50 Adhesive bandage 12. 2 Drying rack 13. DBS instruction for use (2 sheets) |  | USAID |  | TE 00886.01 | 2024-04-22 |  | USAID SPECIFICATION
| K50SUK-903-AA-NC | DBS Kit | LabMate (PTY) Ltd. | Unit 11, South Cape Industrial Park, 17-19 Leo Road, Diep River, South Africa 7800 |  | 50 Tests/Kit | below 30°C | 12 Months | capillary or venous blood | Each kit contains: 1. 50 Whatman 903 DBS cards 2. 50 Glassine envelope 3. 150 1g sachets of silica gel with methyl violet indicator; vacuum packed 4. 50 Humidity indicator card (spots for 20%, 30%, 40%), vacuum packed 5. 50 Resealable, gas-impermeable bag 6. 50 White, self-adhesive, freezer label 7. 100 Powder free examination gloves – medium size (carries 2 glove brands) 8. 50 Lancet retractable, 2 mm long/depth x 1.5 mm wide blade 9. 50 Blood collection needle with safety shield, 21 G (1-1.5 inches or 2.54-3.8 cm) 10. 50 Vacuum blood collection tube, K2EDTA, 4 mL volume 11. 50 Holder for the needle 12. 50 Tourniquet 13. 50 Gauze swab – 8 ply 14. 50 Alcohol swab 15. 50 Adhesive bandage 16. 2 Drying rack 17. DBS instruction for use (2 sheets) |  | USAID |  | TE 00887.01 | 2024-04-22 |  | USAID SPECIFICATION
| K50SUK-903-PVBS-NC | DBS Kit | LabMate (PTY) Ltd. | Unit 11, South Cape Industrial Park, 17-19 Leo Road, Diep River, South Africa 7800 |  | 50 Tests/Kit | below 30°C | 12 Months | capillary or venous blood | Each kit contains: 1. 50 Whatman 903 DBS cards 2. 50 Glassine envelope 3. 150 1g sachets of silica gel with methyl violet indicator; vacuum packed 4. 50 Humidity indicator card (spots for 20%, 30%, 40%), vacuum packed 5. 50 Resealable, gas-impermeable bag 6. 50 White, self-adhesive, freezer label 7. 100 Powder free examination gloves – medium size (carries 2 glove brands) 8. 50 Lancet retractable, 2 mm long/depth x 1.5 mm wide blade 9. 50 Winged Blood collection needle, 23 G x 0.75-inch needle with 12-inch tubing 10. 50 Vacuum blood collection tube, K2EDTA, 2 mL volume 11. 50 Holder for the needle 12. 50 Tourniquet 13. 50 Gauze swab – 8 ply 14. 50 Alcohol swab 15. 50 Adhesive bandage 16. 2 Drying rack 17. DBS instruction for use (2 sheets) |  | USAID |  | TE 00888.01 | 2024-04-22 |  | USAID SPECIFICATION
| KKIT-EXP20TSU-TFN-CB | DBS Kit | Lasec International (Pty) Ltd | 52 Old Mill Road, Ndabeni, Cape Town 7405, South Africa |  | 20 Tests/Kit | 10°C - 25°C | 20-22 months | capillary blood | Each kit contains: 1. 20 TFN DBS cards 2. 20 Glassine envelope 3. 60 1g sachets of silica gel with methyl violet indicator; vacuum packed 4. 20 Humidity indicator card (spots for 20%, 30%, 40%), vacuum packed 5. 20 Resealable, gas-impermeable bag 6. 20 White, self-adhesive, freezer label 7. 40 Powder free examination gloves – medium size 8. 20 Lancet retractable, 2 mm long/depth x 1.5 mm wide blade 9. 20 Gauze swabs – 8 ply 10. 20 Alcohol swabs 11. 20 Adhesive bandage 12. 1 Drying rack 13. DBS instruction for use (2 sheets) |  | USAID |  | TE 00889.01 | 2024-04-16 |  | USAID SPECIFICATION
| KKIT-EXP20TSU-TFN-AAVBS | DBS Kit | Lasec International (Pty) Ltd | 52 Old Mill Road, Ndabeni, Cape Town 7405, South Africa |  | 20 Tests/Kit | 10°C - 25°C | 12-14 months | capillary or venous blood | Each kit contains: 1. 20 TFN DBS cards 2. 20 Glassine envelope 3. 60 1g sachets of silica gel with methyl violet indicator; vacuum packed 4. 20 Humidity indicator card (spots for 20%, 30%, 40%), vacuum packed 5. 20 Resealable, gas-impermeable bag 6. 20 White, self-adhesive, freezer label 7. 40 Powder free examination gloves – medium size 8. 20 Lancet retractable, 2 mm long/depth x 1.5 mm wide blade 9. 20 Blood collection needle with safety shield, 21 G (1-1.5 inches or 2.54-3.8 cm) 10. 20 Vacuum blood collection tube, K2EDTA, 4 mL volume 11. 20 Holder for the needle 12. 20 Tourniquet 13. 20 Gauze swab – 8 ply 14. 20 Alcohol swab 15. 20 Adhesive bandage 16. 1 Drying rack 17. DBS instruction for use (2 sheets) |  | USAID |  | TE 00890.01 | 2024-04-16 |  | USAID SPECIFICATION
| KKIT-EXP20TSU-TFN-PVBS | DBS Kit | Lasec International (Pty) Ltd | 52 Old Mill Road, Ndabeni, Cape Town 7405, South Africa |  | 20 Tests/Kit | 10°C - 25°C | 12-14 months | capillary or venous blood | Each kit contains: 1. 20 TFN DBS cards 2. 20 Glassine envelope 3. 60 1g sachets of silica gel with methyl violet indicator; vacuum packed 4. 20 Humidity indicator card (spots for 20%, 30%, 40%), vacuum packed 5. 20 Resealable, gas-impermeable bag 6. 20 White, self-adhesive, freezer label 7. 40 Powder free examination gloves – medium size 8. 20 Lancet retractable, 2 mm long/depth x 1.5 mm wide blade 9. 20 Winged Blood collection needle, 23 G x 0.75-inch needle with 12-inch tubing 10. 20 Vacuum blood collection tube, K2EDTA, 2 mL volume 11. 20 Holder for the needle 12. 20 Tourniquet 13. 20 Gauze swab – 8 ply 14. 20 Alcohol swab 15. 20 Adhesive bandage 16. 1 Drying rack 17. DBS instruction for use (2 sheets) |  | USAID |  | TE 00891.01 | 2024-04-16 |  | USAID SPECIFICATION
| KKIT-EXP50TSU-TFN-CB | DBS Kit | Lasec International (Pty) Ltd | 52 Old Mill Road, Ndabeni, Cape Town 7405, South Africa |  | 50 Tests/Kit | 10°C - 25°C | 18-22 months | capillary blood | Each kit contains: 1. 50 TFN DBS cards 2. 50 Glassine envelope 3. 150 1g sachets of silica gel with methyl violet indicator; vacuum packed 4. 50 Humidity indicator card (spots for 20%, 30%, 40%), vacuum packed 5. 50 Resealable, gas-impermeable bag 6. 50 White, self-adhesive, freezer label 7. 100 Powder free examination gloves – medium size 8. 50 Lancet retractable, 2 mm long/depth x 1.5 mm wide blade 9. 50 Gauze swab – 8 ply 10. 50 Alcohol swab 11. 50 Adhesive bandage 12. 2 Drying rack 13. DBS instruction for use (2 sheets) |  | USAID |  | TE 00892.01 | 2024-04-16 |  | USAID SPECIFICATION
| KKIT-EXP50TSU-TFN-AAVBS | DBS Kit | Lasec International (Pty) Ltd | 52 Old Mill Road, Ndabeni, Cape Town 7405, South Africa |  | 50 Tests/Kit | 10°C - 25°C | 12-14 months | capillary or venous blood | Each kit contains: 1. 50 TFN DBS cards 2. 50 Glassine envelope 3. 150 1g sachets of silica gel with methyl violet indicator; vacuum packed 4. 50 Humidity indicator card (spots for 20%, 30%, 40%), vacuum packed 5. 50 Resealable, gas-impermeable bag 6. 50 White, self-adhesive, freezer label 7. 100 Powder free examination gloves – medium size 8. 50 Lancet retractable, 2 mm long/depth x 1.5 mm wide blade 9. 50 Blood collection needle with safety shield, 21 G (1-1.5 inches or 2.54-3.8 cm) 10. 50 Vacuum blood collection tube, K2EDTA, 4 mL volume 11. 50 Holder for the needle 12. 50 Tourniquet 13. 50 Gauze swab – 8 ply 14. 50 Alcohol swab 15. 50 Adhesive bandage 16. 2 Drying rack 17. DBS instruction for use (2 sheets) |  | USAID |  | TE 00893.01 | 2024-04-16 |  | USAID SPECIFICATION
| KKIT-EXP50TSU-TFN-PVBS | DBS Kit | Lasec International (Pty) Ltd | 52 Old Mill Road, Ndabeni, Cape Town 7405, South Africa |  | 50 Tests/Kit | 10°C - 25°C | 12-14 months | capillary or venous blood | Each kit contains: 1. 50 TFN DBS cards 2. 50 Glassine envelope 3. 150 1g sachets of silica gel with methyl violet indicator; vacuum packed 4. 50 Humidity indicator card (spots for 20%, 30%, 40%), vacuum packed 5. 50 Resealable, gas-impermeable bag 6. 50 White, self-adhesive, freezer label 7. 100 Powder free examination gloves – medium size 8. 50 Lancet retractable, 2 mm long/depth x 1.5 mm wide blade 9. 50 Winged Blood collection needle, 23 G x 0.75-inch needle with 12-inch tubing 10. 50 Vacuum blood collection tube, K2EDTA, 2 mL volume 11. 50 Holder for the needle 12. 50 Tourniquet 13. 50 Gauze swab – 8 ply 14. 50 Alcohol swab 15. 50 Adhesive bandage 16. 2 Drying rack 17. DBS instruction for use (2 sheets) |  | USAID |  | TE 00894.01 | 2024-04-16 |  | USAID SPECIFICATION
| KKIT-EXP20TSU-LWP-CB | DBS Kit | Lasec International (Pty) Ltd | 52 Old Mill Road, Ndabeni, Cape Town 7405, South Africa |  | 20 Tests/Kit | 10°C - 25°C | 20-22 months | capillary blood | Each kit contains: 1. 20 Whatman 903 DBS cards 2. 20 Glassine envelope 3. 60 1g sachets of silica gel with methyl violet indicator; vacuum packed 4. 20 Humidity indicator card (spots for 20%, 30%, 40%), vacuum packed 5. 20 Resealable, gas-impermeable bag 6. 20 White, self-adhesive, freezer label 7. 40 Powder free examination gloves – medium size 8. 20 Lancet retractable, 2 mm long/depth x 1.5 mm wide blade 9. 20 Gauze swab – 8 ply 10. 20 Alcohol swab 11. 20 Adhesive bandage 12. 1 Drying rack 13. DBS instruction for use (2 sheets) |  | USAID |  | TE 00895.01 | 2024-04-16 |  | USAID SPECIFICATION
| KKIT-EXP20TSU-LWP-AAVBS | DBS Kit | Lasec International (Pty) Ltd | 52 Old Mill Road, Ndabeni, Cape Town 7405, South Africa |  | 20 Tests/Kit | 10°C - 25°C | 12-14 months | capillary or venous blood | Each kit contains: 1. 20 Whatman 903 DBS cards 2. 20 Glassine envelope 3. 60 1g sachets of silica gel with methyl violet indicator; vacuum packed 4. 20 Humidity indicator card (spots for 20%, 30%, 40%), vacuum packed 5. 20 Resealable, gas-impermeable bag 6. 20 White, self-adhesive, freezer label 7. 40 Powder free examination gloves – medium size 8. 20 Lancet retractable, 2 mm long/depth x 1.5 mm wide blade 9. 20 Blood collection needle with safety shield, 21 G (1-1.5 inches or 2.54-3.8 cm) 10. 20 Vacuum blood collection tube, K2EDTA, 4 mL volume 11. 20 Holder for the needle 12. 20 Tourniquet 13. 20 Gauze swab – 8 ply 14. 20 Alcohol swab 15. 20 Adhesive bandage 16. 1 Drying rack 17. DBS instruction for use (2 sheets) |  | USAID |  | TE 00896.01 | 2024-04-16 |  | USAID SPECIFICATION
| KKIT-EXP20TSU-LWP-PVBS | DBS Kit | Lasec International (Pty) Ltd | 52 Old Mill Road, Ndabeni, Cape Town 7405, South Africa |  | 20 Tests/Kit | 10°C - 25°C | 12-14 months | capillary or venous blood | Each kit contains: 1. 20 Whatman 903 DBS cards 2. 20 Glassine envelope 3. 60 1g sachets of silica gel with methyl violet indicator; vacuum packed 4. 20 Humidity indicator card (spots for 20%, 30%, 40%), vacuum packed 5. 20 Resealable, gas-impermeable bag 6. 20 White, self-adhesive, freezer label 7. 40 Powder free examination gloves – medium size 8. 20 Lancet retractable, 2 mm long/depth x 1.5 mm wide blade 9. 20 Winged Blood collection needle, 23 G x 0.75-inch needle with 12-inch tubing 10. 20 Vacuum blood collection tube, K2EDTA, 2 mL volume 11. 20 Holder for the needle 12. 20 Tourniquet 13. 20 Gauze swab – 8 ply 14. 20 Alcohol swab 15. 20 Adhesive bandage 16. 1 Drying rack 17. DBS instruction for use (2 sheets) |  | USAID |  | TE 00897.01 | 2024-04-16 |  | USAID SPECIFICATION
| KKIT-EXP50TSU-LWP-CB | DBS Kit | Lasec International (Pty) Ltd | 52 Old Mill Road, Ndabeni, Cape Town 7405, South Africa |  | 50 Tests/Kit | 10°C - 25°C | 20-22 months | capillary blood | Each kit contains: 1. 50 Whatman 903 DBS cards 2. 50 Glassine envelope 3. 150 1g sachets of silica gel with methyl violet indicator; vacuum packed 4. 50 Humidity indicator card (spots for 20%, 30%, 40%), vacuum packed 5. 50 Resealable, gas-impermeable bag 6. 50 White, self-adhesive, freezer label 7. 100 Powder free examination gloves – medium size 8. 50 Lancet retractable, 2 mm long/depth x 1.5 mm wide blade 9. 50 Gauze swab – 8 ply 10. 50 Alcohol swab 11. 50 Adhesive bandage 12. 2 Drying rack 13. DBS instruction for use (2 sheets) |  | USAID |  | TE 00898.01 | 2024-04-16 |  | USAID SPECIFICATION
| KKIT-EXP50TSU-LWP-AAVBS | DBS Kit | Lasec International (Pty) Ltd | 52 Old Mill Road, Ndabeni, Cape Town 7405, South Africa |  | 50 Tests/Kit | 10°C - 25°C | 12-14 months | capillary or venous blood | Each kit contains: 1. 50 Whatman 903 DBS cards 2. 50 Glassine envelope 3. 150 1g sachets of silica gel with methyl violet indicator; vacuum packed 4. 50 Humidity indicator card (spots for 20%, 30%, 40%), vacuum packed 5. 50 Resealable, gas-impermeable bag 6. 50 White, self-adhesive, freezer label 7. 100 Powder free examination gloves – medium size 8. 50 Lancet retractable, 2 mm long/depth x 1.5 mm wide blade 9. 50 Blood collection needle with safety shield, 21 G (1-1.5 inches or 2.54-3.8 cm) 10. 50 Vacuum blood collection tube, K2EDTA, 4 mL volume 11. 50 Holder for the needle 12. 50 Tourniquet 13. 50 Gauze swab – 8 ply 14. 50 Alcohol swab 15. 50 Adhesive bandage 16. 2 Drying rack 17. DBS instruction for use (2 sheets) |  | USAID |  | TE 00899.01 | 2024-04-16 |  | USAID SPECIFICATION
| KKIT-EXP50TSU-LWP-PVBS | DBS Kit | Lasec International (Pty) Ltd | 52 Old Mill Road, Ndabeni, Cape Town 7405, South Africa |  | 50 Tests/Kit | 10°C - 25°C | 12-14 months | capillary or venous blood | Each kit contains: 1. 50 Whatman 903 DBS cards 2. 50 Glassine envelope 3. 150 1g sachets of silica gel with methyl violet indicator; vacuum packed 4. 50 Humidity indicator card (spots for 20%, 30%, 40%), vacuum packed 5. 50 Resealable, gas-impermeable bag 6. 50 White, self-adhesive, freezer label 7. 100 Powder free examination gloves – medium size 8. 50 Lancet retractable, 2 mm long/depth x 1.5 mm wide blade 9. 50 Winged Blood collection needle, 23 G x 0.75-inch needle with 12-inch tubing 10. 50 Vacuum blood collection tube, K2EDTA, 2 mL volume 11. 50 Holder for the needle 12. 50 Tourniquet 13. 50 Gauze swab – 8 ply 14. 50 Alcohol swab 15. 50 Adhesive bandage 16. 2 Drying rack 17. DBS instruction for use (2 sheets) |  | USAID |  | TE 00900.01 | 2024-04-16 |  | USAID SPECIFICATION
| PRD-03455 | Panther Run Kit for Real Time Assays, | Hologic, Inc. | Hologic Inc. 10210 Genetic Center Drive, San Diego CA 92121 | DSV Solutions NV Eddastraat 21, 9042 Gent, Blegium | 5000 Tests | Not available | 24 months |  | Assay Fluids kit Multi-tube Units Panther waste bag kit Panther waste bin cover | For use with the Panther system (P/N 303095). | WHO PQ | 2022-03-29 | PQDx 0236-078-00 | 2021-09-01 | v9.0 | WHO PQ
| 06997511190 | cobas® omni Specimen Diluent | Roche Molecular Systems, Inc. | Roche Molecular Systems, Inc. 1080 US Highway 202 South Branchburg, NJ 08876 USA Distributed by: Roche Diagnostics GmbH Sandhofer Strasse 116 68305 Mannheim, Germany | Roche Diagnostics (Pty) Ltd, Hertford Office Park, Building E, No. 90, Bekker Road, Vorna Valley, Johannesburg, 1686 South Africa | 4 x 875 mL | 2-8 °C | Not available |  | 4 x 875 mL | For use with cobas 5800/6800/8800 system | WHO PQ | 2020-10-01 | PQDx 0365-046-00 PQDx 0465-046-00 PQDx 0528-046-00 | Sep-23 Sep-23 Nov-23 | v4.0 v2.0 v1.0 | CE-mark
| 06997538190 | cobas® omni Lysis Reagent | Roche Molecular Systems, Inc. | Roche Molecular Systems, Inc. 1080 US Highway 202 South Branchburg, NJ 08876 USA Distributed by: Roche Diagnostics GmbH Sandhofer Strasse 116 68305 Mannheim, Germany | Roche Diagnostics (Pty) Ltd, Hertford Office Park, Building E, No. 90, Bekker Road, Vorna Valley, Johannesburg, 1686 South Africa | 4 x 875 mL | 2-8 °C | Not available |  | 4 x 875 mL | For use with cobas 5800/6800/8800 system | WHO PQ | 2020-10-01 | PQDx 0365-046-00 PQDx 0465-046-00 PQDx 0528-046-00 | Sep-23 Sep-23 Nov-23 | v4.0 v2.0 v1.0 | CE-mark
| 06997503190 | cobas® omni Wash Reagent | Roche Molecular Systems, Inc. | Roche Molecular Systems, Inc. 1080 US Highway 202 South Branchburg, NJ 08876 USA Distributed by: Roche Diagnostics GmbH Sandhofer Strasse 116 68305 Mannheim, Germany | Roche Diagnostics (Pty) Ltd, Hertford Office Park, Building E, No. 90, Bekker Road, Vorna Valley, Johannesburg, 1686 South Africa | 4.2 L | 15-30°C. | Not available |  | 4.2 L | For use with cobas 5800/6800/8800 system | WHO PQ | 2020-10-01 | PQDx 0365-046-00 PQDx 0465-046-00 PQDx 0528-046-00 | Sep-23 Sep-23 Nov-23 | v4.0 v2.0 v1.0 | CE-mark
| 06997546190 | cobas® omni MGP Reagent | Roche Molecular Systems, Inc. | Roche Molecular Systems, Inc. 1080 US Highway 202 South Branchburg, NJ 08876 USA Distributed by: Roche Diagnostics GmbH Sandhofer Strasse 116 68305 Mannheim, Germany | Roche Diagnostics (Pty) Ltd, Hertford Office Park, Building E, No. 90, Bekker Road, Vorna Valley, Johannesburg, 1686 South Africa | 480 Tests | 2-8 °C | Not available |  | 480 Tests | For use with cobas 5800/6800/8800 system | WHO PQ | 2020-10-01 | PQDx 0365-046-00 PQDx 0465-046-00 PQDx 0528-046-00 | Sep-23 Sep-23 Nov-23 | v4.0 v2.0 v1.0 | CE-mark
| 03587797190 | COBAS® AmpliPrep/COBAS® TaqMan® Wash Reagent | Roche Diagnostics GmbH | Roche Diagnostics GmbH Sandhofer StraBe 116, D-68305, Mannheim, Germany | Roche Diagnostics (Pty) Ltd, Hertford Office Park, Building E, No. 90, Bekker Road, Vorna Valley, Johannesburg, 1686 South Africa | 1 x 5.1 L | 2-30 °C | 24 months | plasma or DBS |  | For use with COBAS® AmpliPrep/COBAS® TaqMan® HIV-1 Qualitative Test, version 2.0, (P/N 05212294190) Instruments: COBAS® Ampliprep Instrument (P/N 03051315001) and COBAS TaqMan Analyzer or COBAS TaqMan 48 Analyzer (P/Ns 03121453001, 03279332001) | WHO PQ | 2022-03-30 | PQDx 0126-046-00 November 2019, v3.0 PQDx 0147-046-00 November 2019, v3.0 PQDx 0221-046-00, v2.0 | 11/1/2019 11/1/2019 | V3.0 V3.0 | CE-mark
| 06989861190 | COBAS® AmpliPrep/COBAS® TaqMan® Specimen Pre-Extraction Reagent (SPEX) | Roche Diagnostics GmbH | Roche Diagnostics GmbH Sandhofer StraBe 116, D-68305, Mannheim, Germany | Roche Diagnostics (Pty) Ltd, Hertford Office Park, Building E, No. 90, Bekker Road, Vorna Valley, Johannesburg, 1686 South Africa | 5 x 78 mL | 2-8 °C | 12 months | plasma or DBS |  | For use with COBAS® AmpliPrep/COBAS® TaqMan® HIV-1 Qualitative Test, version 2.0, (P/N 06693083190) on the COBAS® AmpliPrep Instrument | WHO PQ | 2022-03-30 | PQDx 0126-046-00 PQDx 0147-046-00 PQDx 0221-046-00 | 11/1/2019 11/1/2019 01/2019 | v3.0 v3.0 v2.0 | CE-mark
| K20SUK-AAVBS-GHSC | Adolescent and adult venous blood sampling (AAVBS) bundle | LabMate (PTY) Ltd. | Unit 11, South Cape Industrial Park, 17-19 Leo Road, Diep River, South Africa 7800 |  | 20 Kits | Dry Ambient <35°C | 12 months | NA | Each Kit Contains: * 1 - Blood collection needle with safety shield, 21 G * 1 - Vacuum blood collection tube, K2EDTA, 4 mL volume * 1 - Needle holder * 1 - Tourniquet |  | USAID |  | TE 00933.01 |  |  | USAID SPECIFICATION
| K20SUK-PVBS-GHSC | Pediatric Venous Blood Sampling (PVBS) bundle | LabMate (PTY) Ltd. | Unit 11, South Cape Industrial Park, 17-19 Leo Road, Diep River, South Africa 7800 |  | 20 Kits | Dry Ambient <35°C | 12 months | NA | Each Kit Contains: * 1 - Wing Blood collection needle, 23 G x 0.75 inch needle with approximately 12 inch tubing * 1 - Vacuum blood collection tube, K2EDTA, 2 mL volume * 1 - Holder for the needle * 1 - Tourniquet |  | USAID |  | TE 00934.01 |  |  | USAID SPECIFICATION
| K50SUK-AAVBS-GHSC | Adolescent and adult venous blood sampling (AAVBS) bundle | LabMate (PTY) Ltd. | Unit 11, South Cape Industrial Park, 17-19 Leo Road, Diep River, South Africa 7800 |  | 50 Kits | Dry Ambient <35°C | 12 months | NA | Each Kit Contains: * 1 - Blood collection needle with safety shield, 21 G * 1 - Vacuum blood collection tube, K2EDTA, 4 mL volume * 1 - Needle holder * 1 - Tourniquet |  | USAID |  | TE 00935.01 |  |  | USAID SPECIFICATION
| K50SUK-PVBS-GHSC | Pediatric Venous Blood Sampling (PVBS) bundle | LabMate (PTY) Ltd. | Unit 11, South Cape Industrial Park, 17-19 Leo Road, Diep River, South Africa 7800 |  | 50 Kits | Dry Ambient <35°C | 12 months | NA | Each Kit Contains: * 1 - Wing Blood collection needle, 23 G x 0.75 inch needle with approximately 12 inch tubing * 1 - Vacuum blood collection tube, K2EDTA, 2 mL volume * 1 - Holder for the needle * 1 - Tourniquet |  | USAID |  | TE 00936.01 |  |  | USAID SPECIFICATION
| KKIT-EXP20SU-AAVBS-MZ | Adolescent and adult venous blood sampling (AAVBS) bundle | Lasec International (Pty) Ltd | 52 Old Mill Road, Ndabeni, Cape Town 7405 |  | 20 Kits | 15-25°C. | 12 – 14 months | NA | Each Kit Contains: * 1 - Blood collection needle with safety shield, 21 G * 1 - Vacuum blood collection tube, K2EDTA, 4 mL volume * 1 - Needle holder * 1 - Tourniquet |  | USAID |  | TE 00937.01 |  |  | USAID SPECIFICATION
| KKIT-EXP20SU-PVBS-MZ | Pediatric Venous Blood Sampling (PVBS) bundle | Lasec International (Pty) Ltd | 52 Old Mill Road, Ndabeni, Cape Town 7405 |  | 20 Kits | 15-25°C | 12 – 14 months | NA | Each Kit Contains: * 1 - Wing Blood collection needle, 23 G x 0.75 inch needle with approximately 12 inch tubing * 1 - Vacuum blood collection tube, K2EDTA, 2 mL volume * 1 - Holder for the needle * 1 - Tourniquet |  | USAID |  | TE 00938.01 |  |  | USAID SPECIFICATION
| KKIT-EXP50SU-AAVBS-MZ | Adolescent and adult venous blood sampling (AAVBS) bundle | Lasec International (Pty) Ltd | 52 Old Mill Road, Ndabeni, Cape Town 7405 |  | 50 Kits | 15-25°C | 12 – 14 months | NA | Each Kit Contains: * 1 - Blood collection needle with safety shield, 21 G * 1 - Vacuum blood collection tube, K2EDTA, 4 mL volume * 1 - Needle holder * 1 - Tourniquet |  | USAID |  | TE 00939.01 |  |  | USAID SPECIFICATION
| KKIT-EXP50SU-PVBS-MZ | Pediatric Venous Blood Sampling (PVBS) bundle | Lasec International (Pty) Ltd | 52 Old Mill Road, Ndabeni, Cape Town 7405 |  | 50 Kits | 15-25°C | 12 – 14 months | NA | Each Kit Contains: * 1 - Wing Blood collection needle, 23 G x 0.75 inch needle with approximately 12 inch tubing * 1 - Vacuum blood collection tube, K2EDTA, 2 mL volume * 1 - Holder for the needle * 1 - Tourniquet |  | USAID |  | TE 00940.01 |  |  | USAID SPECIFICATION
| 08792992190 | cobas® HIV-1 | Roche Diagnostics GmbH | Roche Diagnostics GmbH Sandhofer StraBe 116, D-68305, Mannheim, Germany | Roche Diagnostics (Pty) Ltd, Hertford Office Park, Building E, No. 90, Bekker Road, Vorna Valley, Johannesburg, 1686 South Africa | 120 Tests | 2-8 °C | 24 Months | DBS, PSC, plasma | Each Kit Contains: MMX R1 (Master Mix Reagent 1), 10 x 1.75 mL HIV-1 MMX R2 (Master Mix Reagent 2 with all the primers), 10 x 0.5 mL RNA QS (RNA Quantitation standard), 10 x 1.75 mL | To be used on cobas 4800 instrument | WHO PQ |  | PQDx 0710-118-00 TE 00921.00 | 2023-11-01 | v3.0 | CE-mark
| 304A | GenoType MTBDRplus VER 2.0 | Hain Lifescience GmbH | Hardwiesenstr. 1, 72147 Nehren, Germany |  | 12 | Kit component 1: 2-8 °C Kit component at -20 to -10 °C | Not available | pulmonary smear-positive or -negative clinical specimens and cultivated sample | Kit component 1 12 Membrane strips (MTBDRplus VER 2.0 STRIPS) 0.3 mL Denaturation Solution (DEN) 20 mL Hybridization Buffer (HYB) 20 mL Stringent Wash Solution (STR) 50 mL Rinse Solution (RIN) 0.2 mL Conjugate Concentrate (CON-C) 20 mL Conjugate Buffer (CON-D) 0.2 mL Substrate Concentrate (SUB-C) 20 mL Substrate Buffer (SUB-D) 1 Tray, evaluation sheet 1 Instructions for use, template Kit component 2 0.15 mL Amplification Mix A (AM-A GT MTBDRplus VER 2.0) 0.53 mL Amplification Mix B (AM-B GT MTBDRplus VER 2.0) | Limit procurment to Kenya Instrument: GTQ-Cycler 96 or other thermal cycler | USAID | 06/03/2022 |  |  |  | EC Self-Certification
| 30496A | GenoType MTBDRplus VER 2.0 | Hain Lifescience GmbH | Hardwiesenstr. 1, 72147 Nehren, Germany |  | 96 | Kit component 1: 2-8 °C Kit component at -20 to -10 °C | Up to 18 months | pulmonary smear-positive or -negative clinical specimens and cultivated sample | Kit component 1 2 x 48 Membrane strips (MTBDRplus VER 2.0 STRIPS) 2 x 1.2 mL Denaturation Solution (DEN) 120 mL Hybridization Buffer (HYB) 120 mL Stringent Wash Solution (STR) 3 x 120 mL Rinse Solution (RIN) 1.2 mL Conjugate Concentrate (CON-C) 120 mL Conjugate Buffer (CON-D) 1.2 mL Substrate Concentrate (SUB-C) 120 mL Substrate Buffer (SUB-D) 4 Trays, evaluation sheet 1 Instructions for use, template Kit component 2 4 x 0.3 mL Amplification Mix A (AM-A GT MTBDRplus VER 2.0) 4 x 1.05 mL Amplification Mix B (AM-B GT MTBDRplus VER 2.0) | Limit procurment to Kenya Instrument: GTQ-Cycler 96 or other thermal cycler | USAID | 06/03/2022 |  |  |  | EC Self-Certification
| 51612 | GenoLyse® | Hain Lifescience GmbH | Hardwiesenstr. 1, 72147 Nehren, Germany |  | 12 | Not available | Not available | Not available | Not available | Limit procurement to Kenya For manual extraction | USAID | 06/03/2022 |  |  |  | EC Self-Certification
| 51610 | GenoLyse® | Hain Lifescience GmbH | Hardwiesenstr. 1, 72147 Nehren, Germany |  | 96 | Not available | Not available | Not available | Not available | Limit procurement to Kenya For manual extraction | USAID | 06/03/2022 |  |  |  | EC Self-Certification
| 317A | GenoType MTBDRsl VER 2.0 | Hain Lifescience GmbH | Hardwiesenstr. 1, 72147 Nehren, Germany |  | 12 | Kit component 1: 2-8 °C Kit component at -20 to -10 °C | Not available | pulmonary smear-positive or -negative clinical specimens and cultivated sample | Kit component 1 12 Membrane strips (MTBDRsl VER 2.0 STRIPS) 0.3 mL Denaturation Solution (DEN) 20 mL Hybridization Buffer (HYB) 20 mL Stringent Wash Solution (STR) 50 mL Rinse Solution (RIN) 0.2 mL Conjugate Concentrate (CON-C) 20 mL Conjugate Buffer (CON-D) 0.2 mL Substrate Concentrate (SUB-C) 20 mL Substrate Buffer (SUB-D) 1 Tray, evaluation sheet 1 Instructions for use, template Kit component 2 0.15 mL Amplification Mix A (AM-A GT MTBDRsl VER 2.0) 0.53 mL Amplification Mix B (AM-B GT MTBDRsl VER 2.0) | Limit procurement to Kenya Instrument: GTQ-Cycler 96 or other thermal cycler | USAID | 06/03/2022 |  |  |  | EC Self-Certification
| 31796A | GenoType MTBDRsl VER 2.0 | Hain Lifescience GmbH | Hardwiesenstr. 1, 72147 Nehren, Germany |  | 96 | Kit component 1: 2-8 °C Kit component at -20 to -10 °C | Up to 18 months | pulmonary smear-positive or -negative clinical specimens and cultivated sample | Kit component 1 2 x 48 Membrane strips (MTBDRls VER 2.0 STRIPS) 2 x 1.2 mL Denaturation Solution (DEN) 120 mL Hybridization Buffer (HYB) 120 mL Stringent Wash Solution (STR) 3 x 120 mL Rinse Solution (RIN) 1.2 mL Conjugate Concentrate (CON-C) 120 mL Conjugate Buffer (CON-D) 1.2 mL Substrate Concentrate (SUB-C) 120 mL Substrate Buffer (SUB-D) 4 Trays, evaluation sheet 1 Instructions for use, template Kit component 2 4 x 0.3 mL Amplification Mix A (AM-A GT MTBDRls VER 2.0) 4 x 1.05 mL Amplification Mix B (AM-B GT MTBDRls VER 2.0) | Limit procurement to Kenya Instrument: GTQ-Cycler 96 or other thermal cycler | USAID | 06/03/2022 |  |  |  | EC Self-Certification
| 8.31.01 | GXT DNA/RNA Extraction Kit | Hain Lifescience GmbH | Hardwiesenstr. 1, 72147 Nehren, Germany |  | 12 | Not available | Not available |  | Not available | Limit procurement to Kenya Instrument: GenoXtract (8.31.01) | USAID | 06/03/2022 |  |  |  | EC Self-Certification
| 12.01.02 | GXT DNA/RNA Extraction Kit | Hain Lifescience GmbH | Hardwiesenstr. 1, 72147 Nehren, Germany |  | 96 | Not available | Not available |  | Not available | Limit procurement to Kenya Instrument: GenoXtract (8.31.01) | USAID | 06/03/2022 |  |  |  | EC Self-Certification
| 299 | GenoType Mycobacterium CM | Hain Lifescience GmbH | Hardwiesenstr. 1, 72147 Nehren, Germany |  | 12 | Up to 4 weeks: 2-8 °C Long term storage at -2 | Not available | Bacteria grown in either culture plate or liquid media | Kit contains 12 Membrane strips (Mycobacterium CM STRIPS) 0.5 mL Primer Nucleotide Mix (PNM Mycobacterium CM/AS) 0.3 mL Denaturation Solution (DEN) 20 mL Hybridization Buffer (HYB) 20 mL Stringent Wash Solution (STR) 50 mL Rinse Solution (RIN) 0.2 mL Conjugate Concentrate (CON-C) 20 mL Conjugate Buffer (CON-D) 0.2 mL Substrate Concentrate (SUB-C) 20 mL Substrate Buffer (SUB-D) 1 Tray, evaluation sheet 1 Instructions for use, template | Limit procurement to Kenya | USAID | 06/03/2022 |  |  |  | EC Self-Certification
| 29996 | GenoType Mycobacterium CM | Hain Lifescience GmbH | Hardwiesenstr. 1, 72147 Nehren, Germany |  | 96 | Up to 4 weeks: 2-8 °C Long term storage at -2 | Not available | Bacteria grown in either culture plate or liquid media | Kit contains 2 x 48 Membrane strips (Mycobacterium AS STRIPS) 4 mL Primer Nucleotide Mix (PNM Mycobacterium CM/AS) 2 x 1.2 mL Denaturation Solution (DEN) 120 mL Hybridization Buffer (HYB) 120 mL Stringent Wash Solution (STR) 3 x 120 mL Rinse Solution (RIN) 1.2 mL Conjugate Concentrate (CON-C) 120 mL Conjugate Buffer (CON-D) 1.2 mL Substrate Concentrate (SUB-C) 120 mL Substrate Buffer (SUB-D) 4 Trays, evaluation sheet 1 Instructions for use, template | Limit procurement to Kenya | USAID | 06/03/2022 |  |  |  | EC Self-Certification
| 298 | GenoType Mycobacterium AS | Hain Lifescience GmbH | Hardwiesenstr. 1, 72147 Nehren, Germany |  | 12 | Kit component 1: 2-8 °C Kit component at -20 to -10 °C | Not available | Bacteria grown in either culture plate or liquid media | Kit component 1 12 Membrane strips (Mycobacterium AS STRIPS) 0.3 mL Denaturation Solution (DEN) 20 mL Hybridization Buffer (HYB) 20 mL Stringent Wash Solution (STR) 50 mL Rinse Solution (RIN) 0.2 mL Conjugate Concentrate (CON-C) 20 mL Conjugate Buffer (CON-D) 0.2 mL Substrate Concentrate (SUB-C) 20 mL Substrate Buffer (SUB-D) 1 Tray, evaluation sheet 1 Instructions for use, template Kit component 2 0.15 mL Amplification Mix A (AM-A GT Mycobacterium AS) 0.53 mL Amplification Mix B (AM-B GT Mycobacterium AS) 0.25 mL Internal Control 0.1 mL Control DNA | Limit procurement to Kenya | USAID | 06/03/2022 |  |  |  | EC Self-Certification
| 29896 | GenoType Mycobacterium AS | Hain Lifescience GmbH | Hardwiesenstr. 1, 72147 Nehren, Germany |  | 96 | Kit component 1: 2-8 °C Kit component at -20 to -10 °C | Not available | Bacteria grown in either culture plate or liquid media | Kit component 1 2 x 48 Membrane strips (Mycobacterium AS STRIPS) 2 x 1.2 mL Denaturation Solution (DEN) 120 mL Hybridization Buffer (HYB) 120 mL Stringent Wash Solution (STR) 3 x 120 mL Rinse Solution (RIN) 1.2 mL Conjugate Concentrate (CON-C) 120 mL Conjugate Buffer (CON-D) 1.2 mL Substrate Concentrate (SUB-C) 120 mL Substrate Buffer (SUB-D) 4 Trays, evaluation sheet 1 Instructions for use, template Kit component 2 4 x 0.3 mL Amplification Mix A (AM-A GT Mycobacterium AS) 4 x 1.05 mL Amplification Mix B (AM-B GT Mycobacterium AS) 0.25 mL Internal Control 0.1 mL Control DNA | Limit procurement to Kenya | USAID | 06/03/2022 |  |  |  | EC Self-Certification
| 05235910190 | cobas®4800 HPV AMP/DET Kit | Roche Molecular Systems, Inc. | Roche Molecular Systems, Inc. 1080 US Highway 202 South Branchburg, NJ 08876 USA | Roche Diagnostics (Pty) Ltd, Hertford Office Park, Building E, No. 90, Bekker Road, Vorna Valley, Johannesburg, 1686 South Africa | 960 tests | 2 - 8 ⁰C | > 14 months at procurement | cervical cells | Each kit contains: 20 x 1.0 mL HPV MMX (cobas®4800 HPV Master Mix) 10 x 1.0 mL HPV Mg/Mn (cobas®4800 HPV Mg/Mn Solution) | To be used with cobas 4800 systems | USAID |  | TE 00829.01 |  |  | EC Self-Certification
| L031-13045 | SARS-CoV-2 Antigen Rapid Test (Self-Testing) | Acon Biotech (Hangzhou) Co. Ltd | No.210 Zhenzhong Road, West Lake District, Hangzhou, 310030, China |  | 3 tests/kit | 2 - 30°C | 24 months | Nasal swab specimens | Each kit contains: 3 Test cassettes 3 Extraction buffer tubes 3 Disposable swab (sterile) 3 Waste bag 3 Tube holder 1 Package insert |  | WHO PQ (EUL) | 2024-05-09 | EUL 0707-021-00 | 2023-08-23 | v2.0 | ROW
| L031-13055 | SARS-CoV-2 Antigen Rapid Test (Self-Testing) | Acon Biotech (Hangzhou) Co. Ltd | No.210 Zhenzhong Road, West Lake District, Hangzhou, 310030, China |  | 5 tests/kit | 2 - 30°C | 24 months | Nasal swab specimens | Each kit contains: 5 Test cassettes 5 Extraction buffer tubes 5 Disposable swab (sterile) 5 Waste bag 5 Tube holder 1 Package insert |  | WHO PQ (EUL) | 2024-05-09 | EUL 0707-021-00 | 2023-08-23 | v2.0 | ROW
| L031-13065 | SARS-CoV-2 Antigen Rapid Test (Self-Testing) | Acon Biotech (Hangzhou) Co. Ltd | No.210 Zhenzhong Road, West Lake District, Hangzhou, 310030, China |  | 7 tests/kit | 2 - 30°C | 24 months | Nasal swab specimens | Each kit contains: 7 Test cassettes 7 Extraction buffer tubes 7 Disposable swab (sterile) 7 Waste bag 7 Tube holder 1 Package insert |  | WHO PQ (EUL) | 2024-05-09 | EUL 0707-021-00 | 2023-08-23 | v2.0 | ROW
| L031-13075 | SARS-CoV-2 Antigen Rapid Test (Self-Testing) | Acon Biotech (Hangzhou) Co. Ltd | No.210 Zhenzhong Road, West Lake District, Hangzhou, 310030, China |  | 10 tests/kit | 2 - 30°C | 24 months | Nasal swab specimens | Each kit contains: 10 Test cassettes 10 Extraction buffer tubes 10 Disposable swab (sterile) 10 Waste bag 10 Tube holder 1 Package insert |  | WHO PQ (EUL) | 2024-05-09 | EUL 0707-021-00 | 2023-08-23 | v2.0 | ROW
| L031-13085 | SARS-CoV-2 Antigen Rapid Test (Self-Testing) | Acon Biotech (Hangzhou) Co. Ltd | No.210 Zhenzhong Road, West Lake District, Hangzhou, 310030, China |  | 20 tests/kit | 2 - 30°C | 24 months | Nasal swab specimens | Each kit contains: 20 Test cassettes 20 Extraction buffer tubes 20 Disposable swab (sterile) 20 Waste bag 20 Tube holder 1 Package insert |  | WHO PQ (EUL) | 2024-05-09 | EUL 0707-021-00 | 2023-08-23 | v2.0 | ROW
| L031-13095 | SARS-CoV-2 Antigen Rapid Test (Self-Testing) | Acon Biotech (Hangzhou) Co. Ltd | No.210 Zhenzhong Road, West Lake District, Hangzhou, 310030, China |  | 25 tests/kit | 2 - 30°C | 24 months | Nasal swab specimens | Each kit contains: 25 Test cassettes 25 Extraction buffer tubes 25 Disposable swab (sterile) 25 Waste bag 25 Tube holder 1 Package insert |  | WHO PQ (EUL) | 2024-05-09 | EUL 0707-021-00 | 2023-08-23 | v2.0 | ROW
| GXMTB/RIF-ULTRA-10 | Xpert® MTB/RIF Ultra | Cepheid AB | CEPHEID AB, Röntgenvägen 5, 171 54 Solna/BOX 1427, 171 72 Solna, Sweden |  | 10 tests | 2-28 °C |  | Sputum | Each Kit contains: 10 cartridges 8 mL x 10 sample reagent bottles 1 CD 12 disposable transfer pipettes | Instrument: GeneXpert Dx System or GeneXpert Infinity Systems (catalog number varies by configuration): GeneXpert Instrument, computer, barcode scanner, and operator manual • For GeneXpert Dx system: Software version 4.7b or higher • For GeneXpert Infinity system: Software version 6.4b or high | USAID | 2022-06-21 |  |  |  | EC Self-Certification
| GXMTB/RIF-ULTRA-50 | Xpert® MTB/RIF Ultra | Cepheid AB | CEPHEID AB, Röntgenvägen 5, 171 54 Solna/BOX 1427, 171 72 Solna, Sweden |  | 50 tests | 2-28 °C |  | Sputum | Each Kit contains: 50 cartridges 8 mL x 50 sample reagent bottles 1 CD 60 disposable transfer pipettes | Instrument: GeneXpert Dx System or GeneXpert Infinity Systems (catalog number varies by configuration): GeneXpert Instrument, computer, barcode scanner, and operator manual • For GeneXpert Dx system: Software version 4.7b or higher • For GeneXpert Infinity system: Software version 6.4b or high | USAID | 2022-06-21 |  |  |  | EC Self-Certification
| 8.16.04.1.0025 | One Step Multi-Drugs Screen Test Panel | Atlas Medical GmbH | Legal manufacturer: Atlas Medical GmbH, Ludwig-Erhard Ring 3 15827, Blankenfelde-Mahlow, Germany Physical manufacturing site: Atlas Medical, Sahab Industrial Zone Area, King Abdullah II Industrial City, Amman 11512, Jordan Distributor: Lasec International (Pty) Ltd, 52 Old Mill Road, Ndabeni, Cape Town 7405 |  | 25 tests | 2–30°C | 24 months | Urine | Each kit contains: 25 individually wrapped RDTs 1 IFU |  | US FDA |  | 510(k) k191099 TE 00984.00 |  |  | US FDA 510(k)
| PRD-03565 | Aptima HIV-1 Quant Dx Assay | Hologic, Inc. | Hologic Inc. 10210 Genetic Center Drive, San Diego CA 92121 | DSV Solutions NV Eddastraat 21, 9042 Gent, Blegium | 100 Tests | 2-8 °C | 24 months | Diagnosis and confirmation/qualitative: plasma or serum HIV-1 VL monitoring: plasma | Each kit contains: 1 vial qHIV-1 Amplification Regent 1 vial qHIV-1 Enzyme Reagent 1 vial qHIV-1 Promoter Reagent 1 x 7.2 mL qHIV-1 Amplification Reconstitution Solution 1 x 5.8 mL qHIV-1 Enzyme Reconstitution Solution 1 x 4.5 mL qHIV-1 Promoter Reconstitution Reagent 1 x 72.0 mL qHIV-1 Target Capture Reagent 3 Reconstitution collars 1 Master Lot Barcode Sheet | Validated on the Panther Instrument (P/N 303095) | US FDA |  | PMA BP150318 |  |  | US FDA
| PRD-03566 | Aptima HIV-1 Quant Dx Calibrator Kit | Hologic, Inc. | Hologic Inc. 10210 Genetic Center Drive, San Diego CA 92121 | DSV Solutions NV Eddastraat 21, 9042 Gent, Blegium | 100 Tests | -15 C to -35 °C | 24 months | Diagnosis and confirmation/qualitative: plasma or serum HIV-1 VL monitoring: plasma | Each kit contains: 5 x 2.5 mL qHIV-1 Positive Calibrator Calibrator Barcode Label | Validated for use with the Aptima HIV-1 Quant Dx Assay (P/N PRD-03565) | US FDA |  | PMA BP150318 |  |  | US FDA
| PRD-03567 | Aptima HIV-1 Quant Dx Controls Kit | Hologic, Inc. | Hologic Inc. 10210 Genetic Center Drive, San Diego CA 92121 | DSV Solutions NV Eddastraat 21, 9042 Gent, Blegium | 100 Tests | -15 C to -35 °C | 24 months | Diagnosis and confirmation/qualitative: plasma or serum HIV-1 VL monitoring: plasma | Each kit contains: 5 x 1.5 mL qHIV-1 Negative Control 5 x 1.5 mL qHIF-1 Low Positive Control 5 x 1.5 mL qHIV-1 High Positive Control Control Barcode Label | Validated for use with the Aptima HIV-1 Quant Dx Assay (P/N PRD-03565) | US FDA |  | PMA BP150318 |  |  | US FDA
| 09040803190 | cobas® HIV-1 | Roche Molecular Systems, Inc. | Roche Molecular Systems, Inc. 1080 US Highway 202 South Branchburg, NJ 08876 USA | Roche Diagnostics (Pty) Ltd, Hertford Office Park, Building E, No. 90, Bekker Road, Vorna Valley, Johannesburg, 1686 South Africa | 192 Tests | 2 - 8 °C | 24 months | Plasma and PSC | Each kit contains: 1 x 22.3 mL proteinase solution (PASE), 1 x 21.2 mL RNA Quantitation Standard (RNA-QS) 1 x 21.2 mL Elution Buffer (EB) 1 x 7.5 mL Master Mix Reagent 1 (MMX-R1) 1 x 9.7 mL HIV-1 Master Mix Reagent 2 (HIV-1 MMX-R2) | Validated for use with the cobas 5800, 6800/8800 | WHO PQ |  | PQDx 0365-046-00 | 2023-09-23 | v4.0 | CE MARK
| 09040773190 | cobas HBV/HCV/HIV-1 Control Kit | Roche Molecular Systems, Inc. | Roche Molecular Systems, Inc. 1080 US Highway 202 South Branchburg, NJ 08876 USA Distributed by: Roche Diagnostics GmbH Sandhofer Strasse 116 68305 Mannheim, Germany | Roche Diagnostics (Pty) Ltd, Hertford Office Park, Building E, No. 90, Bekker Road, Vorna Valley, Johannesburg, 1686 South Africa | 2 (8 x 0.65 mL) | 2 - 8 °C | 24 months |  | Each kit contains: 8 x 0.65 mL HBV/HCV/HIV-1 Low Positive Control (HBV/HCV/HIV-1 L(+)C) 8 x 0.65 mL HBV/HCV/HIV-1 High Positive Control (HBV/HCV/HIV-1 H(+)C) | For use with cobas 5800/6800/8800 system | WHO PQ |  | PQDx 0365-046-00 PQDx 0465-046-00 | Sep-23 Sep-23 | v4.0 v2.0 | CE-mark CE-mark CE-mark
| 09051554190 | cobas® NHP Negative Control Kit | Roche Molecular Systems, Inc. | Roche Molecular Systems, Inc. 1080 US Highway 202 South Branchburg, NJ 08876 USA Distributed by: Roche Diagnostics GmbH Sandhofer Strasse 116 68305 Mannheim, Germany | Roche Diagnostics (Pty) Ltd, Hertford Office Park, Building E, No. 90, Bekker Road, Vorna Valley, Johannesburg, 1686 South Africa | 16 x 1 mL | 2 - 8 °C | 24 months |  | Each kit contains: 1 x 16 mL cobas® NHP Negative Control Kit | For use with cobas 5800/6800/8800 system | WHO PQ |  | PQDx 0365-046-00 PQDx 0465-046-00 PQDx 0528-046-00 | Sep-23 Sep-23 Nov-23 | v4.0 v2.0 v1.0 | CE-mark
| GXMTB/RIF-ULTRA-50 | Xpert® MTB/RIF Ultra | Cepheid India Private Limited | Plot No. 37/2, Survey No. 198, Block Nos-55, 56, 57, 60 and 61, Hitech Defense and Aerospace Park, Mahadevakodigehalli Village, Hobli Jala Taluka, Bengaluru North, (Bangalore) Urban, Karnataka, 562 149, India | Parekh Integrated Services Pvt. Ltd., Cepheid India Pvt. Ltd., 117/3B and 3C, Padmavathi Garden, Numbal, Thiruverkadu P.O., Velappanchavadi, Chennai 600 077, Tamil Nadu, India Parekh Integrated Services Pvt. Ltd., Sector M-12, Village Bhangrola, Gurugram, Gurgaon, Haryana, 122505 | 50 tests | 2-28 °C |  | Sputum | Each Kit contains: 50 cartridges 8 mL x 50 sample reagent bottles 1 CD 60 disposable transfer pipettes | Instrument: GeneXpert Dx System or GeneXpert Infinity Systems (catalog number varies by configuration): GeneXpert Instrument, computer, barcode scanner, and operator manual • For GeneXpert Dx system: Software version 4.7b or higher • For GeneXpert Infinity system: Software version 6.4b or high | USAID | 2023-10-26 |  |  |  | EC Self-Certification
| P108FRC25-SA | First Response Syphilis Anti-TP Card Test | Premier Medical Corporation Private Limited | A1-302, GIDC, Sarigam 396 155, Valsad, Gujarat, India and 32-35A, Shree Ganesh Industrial Estate, Kachigam, Nani Daman, Daman 396215, India |  | 25 tests | 4-30 °C | 24 months | Plasma, serum, capillary or venous whole blood | Each kit contains: * 25 Test device pouch containing 1 test device and 1 desiccant * 25 Specimen transfer devices * 2.5 ml x 1 Assay buffer bottle * 25 Auto Safety lancets * 25 Alcohol swabs * 1 IFU | New pack size with auto safety lancet | WHO PQ | 2023-10-30 | PQDx 0471-010-00 | 2023-09-22 | v2.0 | ROW
| I20FRC25-SA | First Response HIV1+2/Syphilis Combo Card Test | Premier Medical Corporation Private Limited | Sarigam, Gujarat, India |  | 25 Tests/Box | 4-30 °C | 24 Months | serum, plasma, venous or capillary blood | Each box contains: • 25 pouched tests (1 test device, 1 dessicant) • 25 Specimen transfer devices • 1 x 2.5 ml Assay buffer bottle •25 Auto Safety Lancet •25 Alcohol swabs • 1 Instructions for use |  | WHO PQ | 2020-02-01 | PQDx 0364-010-00 | 2023-08-01 | v3.0 | ROW
| 09040765190 | cobas HCV | Roche Molecular Systems, Inc. | Roche Molecular Systems, Inc. 1080 US Highway 202 South Branchburg, NJ 08876 USA Distributed by: Roche Diagnostics GmbH Sandhofer Strasse 116 68305 Mannheim, Germany | Roche Diagnostics (Pty) Ltd, Hertford Office Park, Building E, No. 90, Bekker Road, Vorna Valley, Johannesburg, 1686 South Africa | 192 tests | 2 - 8 °C | 24 months | Plasma, serum | Each kit contains: 1 x 22.3 mL Proteinase solution (PASE), 1 x 21.2 mL RNA Quantitation Standard (RNA-QS) 1 x 21.2 mL Elution Buffer (EB) 1 x 7.5 mL Master Mix Reagent 1 (MMX-R1) 1 x 9.7 mL HCV Master Mix Reagent 2 (HCV MMX-R2) | For use on the 5800/6800/8800 systems | WHO PQ | 2023-11-03 | PQDx 0465-046-00 | 2023 | v. 2.0 | CE MARK
| KIT-GOV-UGA-001 | Uganda Adult Sexual Assault Evidence Collection Kit (GBV Kit) | Acino Forensic (Pty) Ltd. | 106 16th Road, 1203 Meadowbrook Business Estate, Jacaranda Avenue, Olivedale, Randburg, South Africa |  | 15 Kits | 15-25°C | 12 months | Multiple | Each Kit Contains: 1 x patient information form 1x fingernail swab 1x oral swab 1x body fluid swab 1x vaginal or urethral swab 1x anal-rectal swab 1x paper envelope 1x ﻿envelope for cloth 1x drape sheet 1x DBS sample collection kit 1x whole blood sample collection kit 1x wound measuring tape 1x glass slides for microscopy 1x sterile, powder-free, surgical glove pair 1x packaging box | Limited Procurement to Uganda PSA | USAID | FHI 360 Recommendation: 13 OCT 2023 | MAUL SPECIFICATIONS ﻿REFERENCE NUMBER: MAUL/QA/SPEC/KIT/GBV/01-01
| 09HIV20D | STANDARD Q HIV/Syphilis Combo Test | SD Biosensor, Inc | 74, Osongsaengmyeong 4-ro, Osong-eup, Heungdeok-gu, Cheongju-si, Chungcheongbuk-do, 28161, Republic of Korea Additional manufacturing site: Plot no. 38, Sector 4, IMT Manesar, Gurugram, Haryana 122052, India. |  | 25 Tests/Box | 2-40 ⁰C | 24 Months | Serum, Plasma, Whole Blood | Each box contains: * 25 tests * 1 x 4 mL Buffer Bottle * 25 capillary tubes * 1 IFU * 25 sterile lancets * 25 alcohol swabs |  | WHO PQ |  | PQDx 0382-117-00 | 2024-05-24 | v3.0 | ROW
| 09COV30D | STANDARD Q COVID-19 Ag Test | SD Biosensor, Inc | C 4th and 5th, 16 Deogyeong-daero, 1556 beon-gil Suwon-si, Geonggi-do, 16690, Republic of Korea Site of manufacture: 74, Osongsaengmyeong 4-ro, Osong-eup, Heungdeok-gu, Cheongju-si, Chungcheongbuk-do, 28161, Republic of Korea | 688, Dureungyuri-ro,Ochang-eup,Cheongwon-gu,Cheongju-si,Chungcheongbuk-do 28107, Republic of Korea | 25 Tests | 2-30 °C | 24 months | Nasopharyngeal swab | Each kit contains: * 25 test device (individually in a foil pouch with desiccant) * 25 extraction buffer tube with buffer * 25 nozzle cap * 25 Sterile swab (Nasopharyngeal) * IFU |  | WHO PQ (EUL) | 2022-05-01 | EUL 0563-117-00 | 2022-09-12 | v5.0 | CE-mark
| 09COV31D | STANDARD Q COVID-19 Ag Test | SD Biosensor, Inc | C 4th and 5th, 16 Deogyeong-daero, 1556 beon-gil Suwon-si, Geonggi-do, 16690, Republic of Korea Site of manufacture: 74, Osongsaengmyeong 4-ro, Osong-eup, Heungdeok-gu, Cheongju-si, Chungcheongbuk-do, 28161, Republic of Korea | 688, Dureungyuri-ro,Ochang-eup,Cheongwon-gu,Cheongju-si,Chungcheongbuk-do 28107, Republic of Korea | 25 Tests | 2-30 °C | 24 months | Nasal swab | Each kit contains: * 25 test device (individually in a foil pouch with desiccant) * 25 extraction buffer tube with buffer * 25 nozzle cap * 25 Sterile swab (Nasal) * 1 Negative and Postive control swabs * IFU |  | WHO PQ (EUL) | 2022-11-16 | EUL 0563-117-00 | 2022-09-12 | v5.0 | CE-mark
| 09COV32D | STANDARD Q COVID-19 Ag Test | SD Biosensor, Inc | C 4th and 5th, 16 Deogyeong-daero, 1556 beon-gil Suwon-si, Geonggi-do, 16690, Republic of Korea Site of manufacture: 74, Osongsaengmyeong 4-ro, Osong-eup, Heungdeok-gu, Cheongju-si, Chungcheongbuk-do, 28161, Republic of Korea | 688, Dureungyuri-ro,Ochang-eup,Cheongwon-gu,Cheongju-si,Chungcheongbuk-do 28107, Republic of Korea | 25 Tests | 2-30 °C | 24 months | Nasopharyngeal swab | Each kit contains: * 25 test device (individually in a foil pouch with desiccant) * 25 extraction buffer tube with buffer * 25 nozzle cap * 25 Sterile swab (Nasopharyngeal) * 1 Negative and Postive control swabs * IFU |  | WHO PQ (EUL) | 2022-11-16 | EUL 0563-117-00 | 2022-09-12 | v5.0 | CE-mark
| 09COV33D | STANDARD Q COVID-19 Ag Test | SD Biosensor, Inc | C 4th and 5th, 16 Deogyeong-daero, 1556 beon-gil Suwon-si, Geonggi-do, 16690, Republic of Korea Site of manufacture: 74, Osongsaengmyeong 4-ro, Osong-eup, Heungdeok-gu, Cheongju-si, Chungcheongbuk-do, 28161, Republic of Korea | 688, Dureungyuri-ro,Ochang-eup,Cheongwon-gu,Cheongju-si,Chungcheongbuk-do 28107, Republic of Korea | 25 Tests | 2-30 °C | 24 months | Nasal swab | Each kit contains: * 25 test device (individually in a foil pouch with desiccant) * 25 extraction buffer tube with buffer * 25 nozzle cap * 25 Sterile swab (Nasal) * 1 Negative and Postive control swabs * IFU |  | WHO PQ (EUL) | 2022-11-16 | EUL 0563-117-00 | 2022-09-12 | v5.0 | CE-mark
| 10COVC11 | STANDARD Q COVID-19 Ag Test | SD Biosensor, Inc | C 4th and 5th, 16 Deogyeong-daero, 1556 beon-gil Suwon-si, Geonggi-do, 16690, Republic of Korea Site of manufacture: 74, Osongsaengmyeong 4-ro, Osong-eup, Heungdeok-gu, Cheongju-si, Chungcheongbuk-do, 28161, Republic of Korea | 688, Dureungyuri-ro,Ochang-eup,Cheongwon-gu,Cheongju-si,Chungcheongbuk-do 28107, Republic of Korea | 10 Tests | 2-30 °C | 30 months | Nasopharyngeal and nasal swab | Each kit contains: * 10 Negative and Postive control swabs * IFU |  | WHO PQ (EUL) | 2022-11-16 | EUL 0563-117-00 | 2022-09-12 | v5.0 | CE-mark
| SS03P25 | Sure Status COVID-19 Antigen Card Test | Premier Medical Corporation Private Limited | A1-302, GIDC, Sarigam 396155. Dist. Valsad, Gujarat, India. |  | 25 Tests | 4-30 °C | 24 months | Nasopharyngeal swab | Each kit contains: * 25 individually pouched test device with desiccant * 25 Nasopharyngeal swab * 25 Reaction buffer vial with nozzle * 3 x 3 mL Extraction buffer bottle * 1 IFU |  | WHO PQ (EUL) |  | EUL 0590-010-00 | 2022-11-01 | v3.0 | ROW
| A48067 | TaqPath COVID-19 CE-IVD RT-PCR Kit | ThermoFisher Scientific | Life Technologies Corporation, 6055 Sunol Blvd., Pleasanton, CA 94566 |  | 1000 | Various, generally -30 to -10°C | 12 months | OROPHARYNGEAL NASOPHARYNGEAL mid-turbinate swab, NASOPHARYNGEAL aspirate, BAL, | Each kit contains: TaqPath Covid19 RT PCR kit 1 tube of TaqPath COVID-19 assay multiplex 10 tubes of MS2 phage control 10 tubes TaqPath COVID19 control 10 tubes TaqPath COVID19 dilution buffer 1 bottle TaqPath 1-step multiplex master mix (No Rox) | Required but not provided reagents/items listed in WHO EUL: • MagMAX Viral/Pathogen Nucleic Acid Isolation Kit (PN: A42352) • MagMAX Viral/Pathogen II Nucleic Acid Isolation Kit (PN: A48383 or equivalent bulk reagents) • KingFisher Flex Magnetic Particle Processor with 96 Deep-Well Head (PN: 5400630; KingFisher Flex) Validated instruments and software listed in WHO EUL: Applied Biosystems 7500 Fast Dx Real‑Time PCR Instrument (SDS Software v1.4.1) Applied Biosystems 7500 Fast Real‑Time PCR Instrument ( SDS Software v1.5.1 or 7500 Software v2.3) Applied Biosystems 7500 Real‑Time PCR Instrument (7500 Software v2.3) Applied Biosystems QuantStudio 5 Real‑TimePCR Instrument, 0.2-mL block (QuantStudio Design and Analysis Desktop Software v1.5.1) Applied Biosystems QuantStudio 5 Real‑TimePCR Instrument, 0.1-mL block ( QuantStudio Design and Analysis Desktop Software v1.5.1) Applied Biosystems QuantStudio 5 Real‑TimePCR Instrument, 384-well block (QuantStudio Design and Analysis Desktop Software v1.5.1) Applied Biosystems QuantStudio 5 Dx Real‑TimePCR Instrument (QuantStudio 5 Dx TD Software v1.0.2 or QuantStudio 5 Dx IVD Software v1.0.2) Applied Biosystems QuantStudio 7 Flex Real-Time PCR Instrument, 384–well block (QuantStudio Real‑Time PCR Software v1.3) | WHO PQ (EUL) |  | EUL 0525-156-00 | 2023-05-01 | v4.0 | CE-mark
| 303035-25 | Novel Coronavirus (COVID-19) Antigen Test (Colloidal Gold) | Hangzhou Laihe Biotech Co., Ltd | Floor 1, Room 505-512 Floor 5, Building B, 688 Bin 'an Road, Binjiang District, Hangzhou 3110052 Zhejiang, China |  | 25 Tests/Kit | 2-30°C | 18 months | Nasopharyngeal swab specimens | Each kit contains: 25 Test Device 25 Sterile swabs 25 Specimen tube prefilled with extractioin buffer 25 Specimen tube dropper tips 1 Tube stand 1 Instruction for Use 1 Operation Instructions Cardl |  | WHO PQ (EUL) |  | EUL 0603-226-00 | 2023-07-19 | v1.0 | CE-mark
| 303035-40 | Novel Coronavirus (COVID-19) Antigen Test (Colloidal Gold) | Hangzhou Laihe Biotech Co., Ltd | Floor 1, Room 505-512 Floor 5, Building B, 688 Bin 'an Road, Binjiang District, Hangzhou 3110052 Zhejiang, China |  | 40 Tests/Kit | 2-30°C | 18 months | Nasopharyngeal swab specimens | Each kit contains: 40 Test Device 40 Sterile swabs 40 Specimen tube prefilled with extractioin buffer 40 Specimen tube dropper tips 1 Tube stand 1 Instruction for Use 1 Operation Instructions Cardl |  | WHO PQ (EUL) |  | EUL 0603-226-00 | 2023-07-19 | v1.0 | CE-mark
| G61RHA20 | BIOCREDIT COVID-19 Ag | RapiGEN, Inc. | 161 Saneop-ro 115 bon-gil, Gwonseon-gu Suwon-si, Geonggi-do 14119 Republic of Korea |  | 20 Tests | 2-30°C | 24 months | Nasopharyngeal swab specimens | Each kit contains: 20 Test Device 20 Assay tube (in a foil pouch) (0.4ml/tube) 20 Filter cap 25 Extraction tube caps 2 Plastic tube rack 20 Sterilized nasopharyngeal swab 1 Instruction for Use |  | WHO PQ (EUL) |  | EUL 0650-160-00 | 2023-04-18 | v1.0 | CE-mark
| G61RHA20C | BIOCREDIT COVID-19 Ag | RapiGEN, Inc. | 161 Saneop-ro 115 bon-gil, Gwonseon-gu Suwon-si, Geonggi-do 14119 Republic of Korea |  | 20 Tests | 2-30°C | 24 months | Nasopharyngeal swab specimens | Each kit contains: 20 Test Device 20 Assay tube (in a foil pouch) (0.4ml/tube) 20 Filter cap 25 Extraction tube caps 2 Plastic tube rack 20 Sterilized nasopharyngeal swab 1 Positive Control Swab 1 Negative Control Swab 1 Instruction for Use |  | WHO PQ (EUL) |  | EUL 0650-160-00 | 2023-04-18 | v1.0 | CE-mark
| XP3SARS-COV2-10 | Xpert Xpress CoV-2 plus | Cepheid AB | 940 Caribbean Drive, Sunnyvale, California, 94089-1189, United States of America |  | 10 Tests | 2-28°C | 12 months | Nasopharyngeal swab Nasal swab or nasal wash/aspirate specimens | Each kit contains: 10 Xpert Xpress CoV-2 plus Cartridges with Integrated Reaction Tubes 10 - 12 per kit Disposable Transfer Pipettes 1 Fyler 2 Quick Reference Instructions |  | WHO PQ (EUL) |  | EUL 0720-070-00 | 2023-09-13 | v1.0 | CE mark
| GXCT/NG-CE-10 | Xpert® CT/NG | Cepheid AB | CEPHEID AB, Röntgenvägen 5, 171 54 Solna/BOX 1427, 171 72 Solna, Sweden |  | 10 Tests | 2–28°C | 24 months | female and male urine, endocervical swab, and patient-collected vaginal swab (collected in a clinical setting) | Each kit contains: 10 Xpert CT/NG Assay cartridges 10 Transfer pipette (1 mL) 1 CD (IFU is included here) | Validated instruments: GeneXpert Dx Instrument with GeneXpert Dx software version 4.3 or higher GeneXpert Infinity Systems (comes with required software installed) | USAID |  | TE 00977.00 |  |  | CE mark
| GXCT/NG-CE-120 | Xpert® CT/NG | Cepheid AB | CEPHEID AB, Röntgenvägen 5, 171 54 Solna/BOX 1427, 171 72 Solna, Sweden |  | 120 Tests | 2–28°C | 24 months | female and male urine, endocervical swab, and patient-collected vaginal swab (collected in a clinical setting) | Each kit contains: 120 Xpert CT/NG Assay cartridges 125 Transfer pipette (1 mL) 1 CD (IFU is included here) | Validated instruments: GeneXpert Dx Instrument with GeneXpert Dx software version 4.3 or higher GeneXpert Infinity Systems (comes with required software installed) | USAID |  | TE 00977.00 |  |  | CE mark
| 08N45-090 | Alinity m HIV-1 AMP Kit | Abbott Molecular Inc. | Abbott Molecular Inc., 1300 East Touhy Avenue, Des Plaines, IL 60018, USA | DSV Solutions (Pty) Ltd. Meadowview, 1 Meadowview Lane, Meadowview Business Estate, Linbro Park, Sandton, 2065, South Africa | 192 Tests | 2 - 8 °C | 9 months | Plasma | Each kit contains: 4 trays/48 tests each Alinity m HIV-1 AMP Tray 1 4 trays/48 tests each Alinity m HIV-1 AMP Tray 2 | Required instrument: Alinity m System Added based on US CDC approval. GHSC-QA approval is ONLY for quantitative viral load monitoring purposes until the product is WHO PQed. | USAID (CDC) |  | TE 00867.00 |  |  | CE-mark
| 08N45-080 | Alinity m HIV-1 CTRL Kit | Abbott Molecular Inc. | Abbott Molecular Inc., 1300 East Touhy Avenue, Des Plaines, IL 60018, USA | DSV Solutions (Pty) Ltd. Meadowview, 1 Meadowview Lane, Meadowview Business Estate, Linbro Park, Sandton, 2065, South Africa | 12 tubes x 1.15 mL each of 3 controls | -15 to -25 °C | 12 months | Plasma | Each kit contains: 12 tubes x 1.15 mL Alinity m HIV-1 Negative CTRL 12 tubes x 1.15 mL Alinity m HIV-1 Low Positive CTRL 12 tubes x 1.15 mL Alinity m HIV-1 High Positive CTRL | Required instrument: Alinity m System Added based on US CDC approval. GHSC-QA approval is ONLY for quantitative viral load monitoring purposes until the product is WHO PQed. | USAID (CDC) |  | TE 00867.00 |  |  | CE-mark
| 08N45-070 | Alinity m HIV-1 CAL Kit | Abbott Molecular Inc. | Abbott Molecular Inc., 1300 East Touhy Avenue, Des Plaines, IL 60018, USA | DSV Solutions (Pty) Ltd. Meadowview, 1 Meadowview Lane, Meadowview Business Estate, Linbro Park, Sandton, 2065, South Africa | 4 tubes x 1.95 mL each of 2 calibrators | -15 to -25 °C | 11 months | Plasma | Each kit contains: 4 tubes x 1.95 mL Alinity m HIV CAL A 4 tubes x 1.95 mL Alinity m HIV CAL B | Required instrument: Alinity m System Added based on US CDC approval. GHSC-QA approval is ONLY for quantitative viral load monitoring purposes until the product is WHO PQed. | USAID (CDC) |  | TE 00867.00 |  |  | CE-mark
| GXTV-CE-10 | Xpert® TV Assay Kit | Cepheid | Cepheid, 918 Caribbean drive, Sunnyvale, California, 94089, USA |  | 10 Tests | 2–28°C | 18 months | male or female urine specimens, endocervical swab specimens, or patient-collected vaginal swab specimens (collected in a clinical setting). | Each kit contains: 10 Xpert TV Assay cartridges with integrated reaction tubes 10 Transfer Pipettes (500 uL) 1 CD (IFU is included here) | Validated instruments: GeneXpert Dx Instrument with GeneXpert Dx software version 4.3 or higher GeneXpert Infinity Systems (comes with required software installed) | USAID |  | TE 00978.00 |  |  | CE mark
| 09N12-001 | Alinity m Sample Prep Kit 2 | Abbott Molecular Inc. | Abbott Molecular Inc., 1300 East Touhy Avenue, Des Plaines, IL 60018, USA |  | Not available | Not available | Not available |  |  | Required but not provided reagents for Alinity m HIV-1 AMP Kit (P/N 08N45) | CE Mark |  | TE 00867.00
| 09N20-001 | Alinity m Lysis Solution | Abbott Molecular Inc. | Abbott Molecular Inc., 1300 East Touhy Avenue, Des Plaines, IL 60018, USA |  | Not available | Not available | Not available |  |  | Required but not provided reagents for Alinity m HIV-1 AMP Kit (P/N 08N45) | CE Mark |  | TE 00867.00
| 09N20-003 | Alinity m Diluent Solution | Abbott Molecular Inc. | Abbott Molecular Inc., 1300 East Touhy Avenue, Des Plaines, IL 60018, USA |  | Not available | Not available | Not available |  |  | Required but not provided reagents for Alinity m HIV-1 AMP Kit (P/N 08N45) | CE Mark |  | TE 00867.00
| 09N20-004 | Alinity m Vapor Barrier Solution | Abbott Molecular Inc. | Abbott Molecular Inc., 1300 East Touhy Avenue, Des Plaines, IL 60018, USA |  | Not available | Not available | Not available |  |  | Required but not provided reagents for Alinity m HIV-1 AMP Kit (P/N 08N45) | CE Mark |  | TE 00867.00
| 09N50-001 | Alinity m Specimen Dilution Kit I | Abbott Molecular Inc. | Abbott Molecular Inc., 1300 East Touhy Avenue, Des Plaines, IL 60018, USA |  | Not available | Not available | Not available |  |  | Required but not provided reagents for Alinity m HIV-1 AMP Kit (P/N 08N45) | CE Mark |  | TE 00867.00
| 7D2452 | Determine™Syphilis TP | Abbott Diagnostics Medical Co.Ltd | Abbott Diagnostics Medical Co.Ltd., 357 Matsuhidai, Matsudo-shi, 270-2214, Chiba-ken Japan |  | 30 Tests | 2-30oC | 14 Months | EDTA whole blood, EDTA plasma serum | Each kit contains: *3 cards of 10 tests/card *1 Instructions of use |  | WHO PQ |  | PQDx 0485-013-00 | 2022-12-22 | v1.0 | ROW
| 7D2453 | Determine™Syphilis TP | Abbott Diagnostics Medical Co.Ltd | Abbott Diagnostics Medical Co.Ltd., 357 Matsuhidai, Matsudo-shi, 270-2214, Chiba-ken Japan |  | 100 Tests | 2-30oC | 14 Months | EDTA whole blood, EDTA plasma serum | Each kit contains: *10 cards of 10 tests/card *1 Instructions of use |  | WHO PQ |  | PQDx 0485-013-00 | 2022-12-22 | v1.0 | ROW
| 7D2453SET | Determine™Syphilis TP | Abbott Diagnostics Medical Co.Ltd | Abbott Diagnostics Medical Co.Ltd., 357 Matsuhidai, Matsudo-shi, 270-2214, Chiba-ken Japan |  | 100 Tests | 2-30oC | 14 Months | EDTA whole blood, EDTA plasma serum | Each kit contains: *10 cards of 10 tests/card *1 Chsase buffer (7D2243) bottle of 2.5 m *1 EDTA Capillary Tubes (7D2222) pack of 100 *1 Blood Lancet (sterilized) (7D2233) box of 100 *1 Instructions of use |  | WHO PQ |  | PQDx 0485-013-00 | 2022-12-22 | v1.0 | ROW
| 7D2243 | Determine™Syphilis TP | Abbott Diagnostics Medical Co.Ltd | Abbott Diagnostics Medical Co.Ltd., 357 Matsuhidai, Matsudo-shi, 270-2214, Chiba-ken Japan |  | 1 bottle | 2-30oC | 14 Months |  | Each kit contains: *1 Chsase buffer (7D2243) bottle of 2.5 mL | Required but not provided | WHO PQ |  | PQDx 0485-013-00 | 2022-12-22 | v1.0 | ROW
| 06979513190 | cobas 4800 System Sample Preparation Kit 2 | Roche Diagnostics GmbH | Roche Diagnostics GmbH Sandhofer StraBe 116, D-68305, Mannheim, Germany | Roche Diagnostics (Pty) Ltd, Hertford Office Park, Building E, No. 90, Bekker Road, Vorna Valley, Johannesburg, 1686 South Africa | 240 tests | 2-8°C | 16 months |  | Each kit contains: 10 x 8 mL cobas® 4800 MGP Reagent 2 10 x 17 mL cobas® 4800 Elution Buffer 2 | For use with cobas HIV-1 Quantitative nucleic acid test kit (P/N 06979599190) on cobas 4800 system | WHO PQ |  | PQDx 0710-118-00 | 2023-11-01 | v3.0 | CE-mark
| 06979521190 | cobas 4800 System Sample Preparation Kit 2 | Roche Diagnostics GmbH | Roche Diagnostics GmbH Sandhofer StraBe 116, D-68305, Mannheim, Germany | Roche Diagnostics (Pty) Ltd, Hertford Office Park, Building E, No. 90, Bekker Road, Vorna Valley, Johannesburg, 1686 South Africa | 960 tests | 2-8°C | 16 months |  | Each kit contains: 10 x 16 mL cobas® 4800 MGP Reagent 2 10 x 17 mL cobas® 4800 Elution Buffer 2 | For use with cobas HIV-1 Quantitative nucleic acid test kit (P/N 06979599190) on cobas 4800 system | WHO PQ |  | PQDx 0710-118-00 | 2023-11-01 | v3.0 | CE-mark
| 06979556190 | cobas 4800 System Specimen Diluent 2 | Roche Diagnostics GmbH | Roche Diagnostics GmbH Sandhofer StraBe 116, D-68305, Mannheim, Germany | Roche Diagnostics (Pty) Ltd, Hertford Office Park, Building E, No. 90, Bekker Road, Vorna Valley, Johannesburg, 1686 South Africa | 240 tests | 2-8°C | 16 months |  | 10 x 8 mL Tris buffer | For use with cobas HIV-1 Quantitative nucleic acid test kit (P/N 06979599190) on cobas 4800 system | WHO PQ |  | PQDx 0710-118-00 | 2023-11-01 | v3.0 | CE-mark
| 06979530190 | cobas 4800 System Lysis Kit 2 | Roche Diagnostics GmbH | Roche Diagnostics GmbH Sandhofer StraBe 116, D-68305, Mannheim, Germany | Roche Diagnostics (Pty) Ltd, Hertford Office Park, Building E, No. 90, Bekker Road, Vorna Valley, Johannesburg, 1686 South Africa | 240 tests | 2-8°C | 16 months |  | Each kit contains: 10 x 1.0 mL cobas® 4800 Protease 2 10 x 27 mL cobas® 4800 Lysis Buffer 2 | For use with cobas HIV-1 Quantitative nucleic acid test kit (P/N 06979599190) on cobas 4800 system | WHO PQ |  | PQDx 0710-118-00 | 2023-11-01 | v3.0 | CE-mark
| 06979548190 | cobas 4800 System Lysis Kit 2 | Roche Diagnostics GmbH | Roche Diagnostics GmbH Sandhofer StraBe 116, D-68305, Mannheim, Germany | Roche Diagnostics (Pty) Ltd, Hertford Office Park, Building E, No. 90, Bekker Road, Vorna Valley, Johannesburg, 1686 South Africa | 960 tests | 2-8°C | 16 months |  | Each kit contains: 10 x 1.0 mL cobas® 4800 Protease 2 10 x 84 mL cobas® 4800 Lysis Buffer 2 | For use with cobas HIV-1 Quantitative nucleic acid test kit (P/N 06979599190) on cobas 4800 system | WHO PQ |  | PQDx 0710-118-00 | 2023-11-01 | v3.0 | CE-mark
| 07862113190 | cobas® HIV-1/HIV-2 Qualitative | Roche Molecular Systems, Inc. | 1080 US Highway 202 South Branchburg, NJ 08876, USA |  | 96 tests | 2-8°C | 24 months | serum, plasma, and DBS | Kit contains: 13 mL Protinase solution 13 mL Internal control 13 mL Elution buffer 5.5 mL Master mis reagent 6 mL HIV-1/HIV-2 Master mix reagent 2 | Required instrumentation: cobas 6800 System cobas 8800 System | WHO PQ |  | PQDx 0528-046-00 | 2023-11-16 | v1.0 | CE-mark
| 09040528190 | cobas® HIV-1/HIV-2 Qualitative | Roche Molecular Systems, Inc. | 1080 US Highway 202 South Branchburg, NJ 08876, USA |  | 192 tests | 2 - 8 ⁰C | < 24 months | EDTA plasma, serum, DBS | Each kit contains: -Proteinase solution (PASE), 22.3 mL -Internal control (IC), 21.2 mL -Elution Buffer (EB), 21.2 mL -Master Mix Reagent 1 (MMX-R1), 7.5 mL -HIV-1/HIV-2 Master Mix Reagent 2 (HIV-1/HIV-2 MMX-R2), 9.7 mL | To be used on the cobas 5800/6800/8800 | WHO PQ US FDA (for plasma and serum) | TE 00980.00 | PQDx 0528-046-00 PMA BP190360 (for plasma and serum) | 2023-11-16 | v1.0 | CE-mark
| 06979572190 | cobas HBV/HCV/HIV-1 Control Kit | Roche Diagnostics GmbH | Roche Diagnostics GmbH Sandhofer StraBe 116, D-68305, Mannheim, Germany |  | 10 sets | 2-8°C | 24 months |  | Each kit contains: 10 x 0.75 mL cobas® HBV/HCV/HIV-1 Low Positive Control 10 x 0.75 mL cobas® HBV/HCV/HIV-1 High Positive Contro 10 x 0.75 mLcobas® Negative Control | For use with cobas HIV-1 Quantitative nucleic acid test kit (P/N 06979599190) on cobas 4800 system | WHO PQ |  | PQDx 0710-118-00 | 2022-11-23 | v3.0 | CE-mark
| 07862091190 | cobas® HIV-1/HIV-2 Qualitative Control Kit | Roche Molecular Systems, Inc. | 1080 US Highway 202 South Branchburg, NJ 08876, USA |  | 8 sets | 2-8°C | 24 months |  | Kit contains: 8 x 0.65 mL HIV-1M/HIV-2 positive control 8 x 0.65 mL HIV-10 positive control | For use with cobas® HIV-1/HIV-2 Qualitative (P/N 07862113190) | WHO PQ |  | PQDx 0528-046-00 | 2023-11-16 | v1.0 | CE-mark
| PI03FRC25 | First Response HCV Card Test | Premier Medical Corporation Private Limited | A1-302, GIDC, Sarigam 396155. Dist. Valsad, Gujarat, India. |  | 25 Tests/Kit | 4-30 °C | 24 months | serum, plasma, and whole blood | Each kit contains: 25 Test Devices 25 Sterile lancets 1 Assay buffer buffer 25 Specimen transfer devices 25 Alcohol swabs 1 Instruction for Use |  | WHO PQ |  | PQDx 0469-010-00 | 2024-11-23 | v1.0 | ROW
| PI03FRC50 | First Response HCV Card Test | Premier Medical Corporation Private Limited | A1-302, GIDC, Sarigam 396155. Dist. Valsad, Gujarat, India. |  | 50 Tests/Kit | 4-30 °C | 24 months | serum, plasma, and whole blood | Each kit contains: 50 Test Devices 50 Sterile lancets 2 Assay buffer buffer 50 Specimen transfer devices 50 Alcohol swabs 1 Instruction for Use |  | WHO PQ |  | PQDx 0469-010-00 | 2024-11-23 | v1.0 | ROW
| PI03FRC100 | First Response HCV Card Test | Premier Medical Corporation Private Limited | A1-302, GIDC, Sarigam 396155. Dist. Valsad, Gujarat, India. |  | 100 Tests/Kit | 4-30 °C | 24 months | serum, plasma, and whole blood | Each kit contains: 100 Test Devices 100 Sterile lancets 4 Assay buffer buffer 100 Specimen transfer devices 100 Alcohol swabs 2 Instruction for Use |  | WHO PQ |  | PQDx 0469-010-00 | 2024-11-23 | v1.0 | ROW
| IHC-402WA | HCV Hepatitis C Virus Rapid Test Device (Whole blood/Serum/Plasma) | ABON Biopharm (Hangzhou) Co., LTD. | 198# 12th Street East, Economic and Technological Development Area, 310018 Hangzhou, China |  | 40 Tests/Kit | 2-30 °C | 24 months | serum, plasma, and whole blood | Each kit contains: 40 Test devices 2x3.0 mL Buffer 40 Specimen droppers for serum/plasma/venipuncture whole blood 1 Instructions for use |  | WHO PQ |  | PQDx 0387-051-00 | 2024-03-24 | v2.0 | ROW
| IHC-402WB | HCV Hepatitis C Virus Rapid Test Device (Whole blood/Serum/Plasma) | ABON Biopharm (Hangzhou) Co., LTD. | 198# 12th Street East, Economic and Technological Development Area, 310018 Hangzhou, China |  | 25 Tests/Kit | 2-30 °C | 24 months | serum, plasma, and whole blood | Each kit contains: 25 Test devices 1x3.0 mL Buffer 25 Specimen droppers for serum/plasma/venipuncture whole blood 1 Instructions for use |  | WHO PQ |  | PQDx 0387-051-00 | 2024-03-24 | v2.0 | ROW
| IHC-402WC | HCV Hepatitis C Virus Rapid Test Device (Whole blood/Serum/Plasma) | ABON Biopharm (Hangzhou) Co., LTD. | 198# 12th Street East, Economic and Technological Development Area, 310018 Hangzhou, China |  | 40 Tests/Kit | 2-30 °C | 24 months | serum, plasma, and whole blood | Each kit contains: 40 Test devices 2x3.0 mL Buffer 40 Specimen droppers for serum/plasma/venipuncture whole blood 40 Alcohol pads 40 Single-use lancets 40 Specimen droppers for fingerstick whole blood 1 Instructions for use |  | WHO PQ |  | PQDx 0387-051-00 | 2024-03-24 | v2.0 | ROW
| IHC-402WD | HCV Hepatitis C Virus Rapid Test Device (Whole blood/Serum/Plasma) | ABON Biopharm (Hangzhou) Co., LTD. | 198# 12th Street East, Economic and Technological Development Area, 310018 Hangzhou, China |  | 25 Tests/Kit | 2-30 °C | 24 months | serum, plasma, and whole blood | Each kit contains: 25 Test devices 1x3.0 mL Buffer 25 Specimen droppers for serum/plasma/venipuncture whole blood 25 Alcohol pads 25 Single-use lancets 25 Specimen droppers for fingerstick whole blood 1 Instructions for use |  | WHO PQ |  | PQDx 0387-051-00 | 2024-03-24 | v2.0 | ROW
| 4500-12 | SAMBA II HIV-1 Qual Whole Blood Test | Diagnostics for the Real World Ltd | 845, Embedded Way, Suite 150, San Jose, CA 95138 |  | 12 Tests/Kit | 2-37 °C | 9 months | whole blood | Each kit contains: 1x12 QB II cartridge 1 (P/N 4500A) 1x12 QB II cartridge 2 (P/N 4500B) 1x12 QB II cartridge 3 (P/N 4500C) 1x12 QB II cartridge 4 (P/N 4500D) | For use with SAMBA II Assay Module (I19-0006 AM) and SAMBA II Tablet Module (I19-0006-TM) | WHO PQ |  | PQDx 0458-072-00 | 2024-07-23 | v1.0 | CE
| GXHCV-FS-CE-10 | Xpert HCV VL Fingerstick | Cepheid AB | Röntgenvägen 5, SE-171 54 Solna, Sweden |  | 10 Tests/Kit | 2-28 °C | 12 months | Capillary fingerstick EDTA whole blood, and venous EDTA whole blood | Each Kit contains: 10 cartridges 1 CD | For use with GeneXpert Dx System or GeneXpert Infinity System | WHO PQ |  | PQDx 0453-070-00 | 2024-12-22 | v1.0 | CE
| A03-50-422W | Artron COVID-19 Antigen Test | Artron Laboratories Inc. | 3938 North Fraser Way, Burnaby, BC, V5J 5H6, Canada |  | 25 Tests | 2-30 °C | 12 months | Nasopharyngeal swabs | Each kit contains: 25 tests (individually pouched) 2 extraction buffer bottles 25 reagent tubes with caps 25 sterilized nasopharyngeal swabs 1 package insert 1 external control (1 positive control, 1 negative control) |  | WHO PQ (EUL) |  | EUL 0585-168-00 | 2022-08-25 | v.1.0 | ROW
Note on C269: [Threaded comment] Your version of Excel allows you to read this threaded comment; however, any edits to it will get removed if the file is opened in a newer version of Excel. Learn more: https://go.microsoft.com/fwlink/?linkid=870924 Comment: @Ashini Fernando Line 219 and line 311 have the same product id. Please reconcile Reply: Notice that one is for HIV and the other for HCV. I will categorize this under non-specific. Reply: I'll get to this next week.

## Recommended Manufacturer Items
USAID GHSC Limited Procurement Diagnostic Product List (Excludes HIV Rapid Diagnostic Tests) Version 06 SEP 2024 UNCONTROLLED COPY
Products are added to this list based on country specific requests that deviate from USAID quality assurance criteria.
For additional QA standards and GHSC product eligibility criteria, refer to the GHSC Lab Supplies, Medical Supplies, and Other QA Eligibility and Specifications.
Attention: IVDs that are procured for Nigeria require a variant part number that is specific for Nigeria. Whenever possible, GHSC-QA has specified this variant part number; procurement specialists are responsible for verifying that the variant product version is in compliance for export into Nigeria prior to procurement.
CLICK HERE TO REPORT CORRECTIONS OR OMISSIONS WITH THIS LIST
|  |  |  | For GHSC Internal Use Only [Not to be shared outside GHSC activities] | [11 empty] | GHSC APPROVED COUNTRY SPECIFIC SUPPLIER
Manufacturer Product Variant Code | Brand Name | Manufacturer (Kit Distributor) | Manufacturing Site | Alternative FCA Product Pick-Up Location | Pack Size | Storage | Shelf-life | Description | Notes for Procurement | Regulatory Basis of Approval of Assay | TE OR Regulatory Report Date | Regulatory ID Number or TE number | Application Version Date | Application Document Version | Regulatory Version | Colombia | Mozambique
C13-0001-12 | EDTA Sample collection tube |  |  |  | 12 pack
076014 | EDTA Sample collection tube
C01-0005 | Alcohol swabs | [8 empty] | WHO PQ |  | PQDx 0458-072-00 | 2024-07-23 | v1.0
C12-0005 | Lancet | [8 empty] | WHO PQ |  | PQDx 0458-072-00 | 2024-07-23 | v1.0
C19-0065 | SAMBA II blood collection kit | [8 empty] | WHO PQ |  | PQDx 0458-072-00 | 2024-07-23 | v1.0
C19-0045 | SAMBA II sample card | [8 empty] | WHO PQ |  | PQDx 0458-072-00 | 2024-07-23 | v1.0
PRD-03455 | Panther Run Kit for Real Time Assays |  |  |  | 5000 tests |  |  | Kit contains: Assay Fluids kit Multi-tube Units Panther waste bag kit Panther waste bin cover |  | WHO PQ |  | PQDx 0458-072-00 | 2024-07-23 | v1.0
303014 | Aptima Assay Fluids kit (Universal Fluids kit) |  |  |  | 1000 tests |  |  | Kit contains: Aptima wash solution Aptima buffer for deactivation fluid, Aptima oil reagent |  | WHO PQ |  | PQDx 0458-072-00 | 2024-07-23 | v1.0
PRD 03003 | Aptima Specimen Diluent | [8 empty] | WHO PQ |  | PQDx 0236-078-00 | 2024-09-21 | v9.0

## Limited Procurement IVD Orders
USAID GHSC Limited Procurement Diagnostic Product List (Excludes HIV Rapid Diagnostic Tests) Version 06 SEP 2024 UNCONTROLLED COPY
Products are added to this list based on country specific requests that deviate from USAID quality assurance criteria.
Attention: IVDs that are procured for Nigeria require a variant part number that is specific for Nigeria. Whenever possible, GHSC-QA has specified this variant part number; procurement specialists are responsible for verifying that the variant product version is in compliance for export into Nigeria prior to procurement.
CLICK HERE TO REPORT CORRECTIONS OR OMISSIONS WITH THIS LIST
|  |  |  | For GHSC Internal Use Only [Not to be shared outside GHSC activities] | [12 empty] | GHSC APPROVED COUNTRY SPECIFIC SUPPLIER
Manufacturer Product Variant Code | Brand Name | Manufacturer (Kit Distributor) | Manufacturing Site | Alternative FCA Product Pick-Up Location | Pack Size | Storage | Shelf-life | Specimen | Description | Notes for Procurement | Regulatory Basis of Approval | TE OR Regulatory Report Date | Regulatory ID Number or TE number | Application Version Date | Application Document Version | Regulatory Version | Colombia | Mozambique
A11A01933 | ABX Pentra Creatinine 120 CP | Horiba ABX SAS | Parc Euromedecine, Rue du Caducee, BP 7290, 34184 Montpellier Cedex 4, France | None specified | 120 tests | 18-26 °C | 35 months | serum, plasma (heparin or EDTA), or urine | 30 mL Sodium hydroxide 10 mL Picric acid | One time procurement to Zambia (2024). Procurement approved through The Scientific Group (pty) Limited, South Africa that is a current APPROVED GHSC laboratory supplies wholesaler and Horriba ABX SAS's appointed distributor. | US FDA 510(k) | Juner 11, 2024 | K110530
D536-TY1 (supplier-assigned code) HCG-S-50 (manufacturer-assigned code) | IDA Foundation Pregnancy Test Strips | SUPPLIED BY: IDA FOUNDATION Manufactured by: Nantong Egens Biotechnology Co. Ltd. | Nantong Egens Biotechnology Co. Ltd. Building 15, Building 12 (west) No. 1692 Xinghu Avenue Nantong Economy & Technology Development Zone 226010 Nantong People’s Republic of China |  | 50 per box | 4 - 30 ⁰C | 36 Months | Urine | 50 individually packed tests 1 IFU | A similar pregnancy test, from the same manufacturer, was originally evaluated as part of GHSC-PSM-2017-T03-MG-OTH-10036353 and found to meet product quality requirements (TE 00129.00). This product was reviewed and approved as eligible for a one-time procurement for Madagascar per GHSC-PSM-TO3-2024-Preg Test Kit-RO10188162. Pending meeting review recommendations, eligibility may be extended (TE 01065.00). | US FDA 510(k) | August, 2024 | K123050 TE 01065.00 |  |  | CE-mark
1002 |  |  | Sedia Biosciences Corporation 9590 SW Gemini Drive, Beverton, OR 97008 | 192 Tests/Kit | 192 tests/kit | Refrigerator pack: 2-30 oC Freezer pack: -25 to -10 °C | 18 months | Serum, Plasma | Refrigerator pack contains: 2 96 well plates coated with HIV-1 rIDR-M 2 100 mL 10X Wash buffer concentrate 1 175 mL Sample diluent 1 55 mL Dissociation buffer 1 27 mL TMB substrate 1 27 mL Stop solution 25 Plate sealers 1 Package insert Freezer pack: 1 100 uL Negative control 1 100 uL Calibrator 1 100 uL Low positive control 1 100 uL High positive control 1 50 uL Goat anti-human IgG-HRP conjugate | One time procurement limited to Ethiopia (2024). The manufacturer shall provide a COA or the equivalent issued by the CDC and Sedia Bioscience Corporation. | USA | USAID | FOR RESEARCH USE ONLY | NA | N/A | N/A

## RQD NOT WHO PQ NAT Sample Prep (hidden)
FOR GHSC INTERNAL USE ONLY
Required But Not Provided Reagents/Products for NAT Platforms that are WHO PQed for Priortiy Diseases Version 06 August 2021 Note: These products have not received WHO pre-qualification; however, they have been added on the basis of validation with a product(s) that has been WHO PQed
Products are added to this list based on US FDA approval or WHO Prequalification.
Follow this link for additional information on the WHO Prequalification of In Vitro Diagnostics Tests
Follow this link for additional information on the US FDA information for Infectious Disease Tests
[12 empty] | CLICK HERE TO REPORT CORRECTIONS OR OMISSIONS WITH THIS LIST | [11 empty] | GHSC APPROVED COUNTRY SPECIFIC SUPPLIER
DIA EL NUMBER | Product Type | PURPOSE | DISCIPLIINE | FORMAT | QA UNIQUE IDENTIFIER | PATIENT RISK | QA CATEGORY | QA SAMPLING AND TESTING REQUIREMENTS | NUMBER OF SAMPLES REQUIRED FOR QC TESTING | QA/QC ESTIMATED TIME (Weeks) | Regulatory and Compliance Actions /Recommendations | Manufacturer Product Variant Code | Brand Name | Manufacturer | Manufacturing Site | Pack Size | Storage | Shelf-life | Specimen | Description | Regulatory Basis of Approval | WHO PQ Version | Regulatory Version
| IN VITRO DIAGNOSTIC | CORONA VIRUS (COV) | MICROBIOLOGY | NAT: NUCLEIC ACID TEST |  | IVD RISK 5: VERY HIGH |  | NA | NA | NA |  | A42352 | MagMAX Viral/Pathogen Nucleic Acid Isolation Kit | Thermo Fisher Scientific | Life Technologies Corporation, 6055 Sunol Blvd., Pleasanton, CA 94566
| IN VITRO DIAGNOSTIC | CORONA VIRUS (COV) | MICROBIOLOGY | NAT: NUCLEIC ACID TEST | [7 empty] | A48383 | MagMAX Viral/Pathogen II Nucleic Acid Isolation Kit | Thermo Fisher Scientific | Life Technologies Corporation, 6055 Sunol Blvd., Pleasanton, CA 94566
| IN VITRO DIAGNOSTIC | CORONA VIRUS (COV) | MICROBIOLOGY | NAT: NUCLEIC ACID TEST | [7 empty] | 5400630 | KingFisher Flex Magnetic Particle Processor with 96 Deep-Well Head | Thermo Fisher Scientific | Life Technologies Corporation, 6055 Sunol Blvd., Pleasanton, CA 94566

## Sheet2 (hidden)
Row Labels | Count of Product Code
CLINICAL CHEMISTRY: Alanine aminotransferase | 1
CLINICAL CHEMISTRY: Aspartate amino- transferase: | 1
CLINICAL CHEMISTRY: CALIBRATORS AND CONTROLS | 2
CONVENIENCE KIT | 4
COVID19 | 2
HEPATITIS B | 18
HEPATITIS C | 32
HIV INFECTION | 100
HIV INFECTION: CRYPTOCOCCAL ANTIGEN | 1
HUMAN PAPILLOMA-VIRUS (HPV) INFECTION | 18
MEDICAL INSTRUMENT | 1
MEDICAL KIT | 2
PREGNANCY TESTING: RAPID DIAGNOSTIC TEST | 4
SEXUALLY TRANSMITTED INFECTIONS: SYPHILIS | 20 | 653
TUBERCULOSIS (TB) | 2
ZIKA VIRUS INFECTION | 1
Grand Total | 209

## Sheet1 (hidden)
Row Labels | Count of Product Type
IN VITRO DIAGNOSTICS | 309
KIT | 61
MEDICAL DEVICE | 1
(blank)
Grand Total | 371
156

## More Information Required (hidden)
GHSC-PSM Vendor Product Code | Regulatory Version | Brand Name | Supplier | Manufacturer | Manufacturing Site | Infectious Agent | Specimen | Pack Size | Storage | Shelf-life | Description | Related Items | Regulatory Basis of Approval | WHO IVD Prequalification | WHO Laboratory Evaluation | WHO Inspection | US FDA | US FDA Inspection: Result | CE Marked | USAID ¦ GHSC - QA Product Technical Questionnaire | USAID Laboratory Evaluation | USAID Audit | USAID List | RMI Algorithm List | WHO PQP List | The Global Fund List | US FDA LISTED | Comments
72327 |  | Genie™ Fast HIV 1/2 | Bio-Rad Laboratories | Bio-Rad Laboratories | Marnes La Coquette, France Steenvoorde, France | HIV-1 HIV-2 | Serum Plasma Whole blood | 25 Tests | 2-30 oC | 18 Months | The test kit contains: • 25 Test Cassettes • 1 vial (5 mL) Diluent • 50 plastic pipettes • 1 instructions for use |  | USAID | NO |  |  | NO | Steenvoorde: 06 AUG 2009: NAI Steenvoorde: 06 FEB 2014: VAI | YES | NO | UNKNOWN | NO | YES: UNKNOWN CODE | YES: UNKNOWN CODE | NO | YES | NO
72330 |  | Genie™ Fast HIV 1/2 | Bio-Rad Laboratories | Bio-Rad Laboratories | Marnes La Coquette, France Steenvoorde, France | HIV-1 HIV-2 | Serum Plasma Whole blood | 50 Tests | 2-30 oC | 18 Months | The test kit contains: •50 Test Cassettes • 1 vial (5 mL) Diluent • 50 plastic pipettes • 1 instructions for use |  | USAID | NO |  |  | NO | Steenvoorde: 06 AUG 2009: NAI Steenvoorde: 06 FEB 2014: VAI | YES | NO | UNKNOWN | NO | YES: UNKNOWN CODE | YES: UNKNOWN CODE | NO | YES | NO
NO Product Code Available |  | BionorTM HIV 1&2 | Bionor Laboratories A/S |  |  |  |  | 250 Test/Kit |  |  |  | BIONORTM Testing Station is required for use of the BIONORTM HIV-1&2 test kit | USAID | NO |  |  | NO | None Found |  | NO | UNKNOWN | NO | YES: UNKNOWN CODE | NO | NO | NO | NO
NO Product Code Available |  | BundiTM Rapid HIV-1/2 Test Kit | Bundi International Diagnostics Ltd. |  |  | HIV-1 HIV-2 | Serum Plasma Whole blood | 1 Test/Kit | 4-30 oC | 24 Months | Each kit contains: • Test Cassette in sealed pouch • Alcohol Prep pad • Bottled Buffer solution • One Step Safety Lancet • 20 Micro liter (μl) Pipette |  | USAID | NO |  |  | NO | None Found |  | NO | UNKNOWN | NO | YES: UNKNOWN CODE | NO | NO | NO | NO
|  | EZ-TrustTM Rapid Anti-HIV (1&2) Test | CS Innovation PTE Ltd. | [9 empty] | USAID | NO |  |  | NO | None Found |  | NO | UNKNOWN | NO | YES: UNKNOWN CODE | NO | NO | NO | NO
NO Product Code Available |  | BundiTM Rapid HIV-1/2 Test Kit | Bundi International Diagnostics Ltd. |  |  | HIV-1 HIV-2 | Serum Plasma Whole blood | 25 Tests/Kit | 4-30 oC | 24 Months |  |  | USAID | NO |  |  | NO | None Found |  | NO | UNKNOWN | NO | YES: UNKNOWN CODE | NO | NO | NO | NO
IHIV-S41 IHIV-C41 IHIV-C42 |  | RightSign HIV 1.2O Rapid Test Cassette | Hangzhou Biotest Biotech Co. Ltd. | [9 empty] | USAID | NO |  |  | NO | None Found |  | NO | UNKNOWN | NO | YES: UNKNOWN CODE | NO | NO | NO | NO
|  | KSII-HIV 1/2 Rapid Diagnostic Test Kit | K. Shorehill International Inc. | [9 empty] | USAID | NO |  |  | NO | None Found |  | NO | UNKNOWN | NO | YES: UNKNOWN CODE | NO | NO | NO | NO
|  | HIV 1/2 Gold Rapid Screen Test | Medinostics International | [9 empty] | USAID | NO |  |  | NO | None Found |  | NO | UNKNOWN | NO | YES: UNKNOWN CODE | NO | NO | NO | NO
|  | HIV 1/2 Rapid Test Kit | Medinostics International | [9 empty] | USAID | NO |  |  | NO | None Found |  | NO | UNKNOWN | NO | YES: UNKNOWN CODE | NO | NO | NO | NO
|  | MPI Diagnostics Anti-HIV (1&2) Test | MPI Diagnostics, LLC | [9 empty] | USAID | NO |  |  | NO | None Found |  | NO | UNKNOWN | NO | YES: UNKNOWN CODE | NO | NO | NO | NO
NO Product Code Available |  | BioTracerTM HIV 1/2 Rapid Card | NanoEntek (Previously Bio Focus Ltd) |  | Seoul, Korea | HIV-1 HIV-2 | Serum Plasma Whole blood |  |  |  | Each kit contains: • Test Cassette in sealed pouch • Alcohol Prep pad • Bottled Buffer solution • One Step Safety Lancet • Micro liter (μl) Pipette |  | USAID | NO |  |  | NO | 05 SEP 2014: VAI |  | NO | UNKNOWN | NO | YES: UNKNOWN CODE | NO | NO | NO | NO
|  | Retrocheck® HIV | Qualpro Diagnostics |  |  | HIV-1 HIV-2 | Serum Plasma | 10 Tests | 4-30 oC | 24 Months |  |  |  | NO |  |  | NO | Tulip Medical Products: San Diego CA: 26 JAN 2010: VAI | NO | NO | UNKNOWN | NO | NO | YES: UNKNOWN CODE | NO | NO | NO
|  | Retrocheck® HIV | Qualpro Diagnostics |  |  | HIV-1 HIV-2 | Serum Plasma | 100 Tests | 4-30 oC | 24 Months |  |  |  | NO |  |  | NO | Tulip Medical Products: San Diego CA: 26 JAN 2010: VAI | NO | NO | UNKNOWN | NO | NO | YES: UNKNOWN CODE | NO | NO | NO
41112 |  | HIVSav 1&2 Rapid Test Strip | Savyon Diagnostics Ltd. |  |  |  |  | 20 Tests |  |  |  |  | USAID | NO |  |  | NO | None Found |  | NO | UNKNOWN | NO | YES: UNKNOWN CODE | NO | NO | NO | NO
51FT100-10 |  | Signal HIV Rapid Test | Span Diagnostics Ltd. |  |  | HIV-1 HIV-2 HIV-1, Subtype O |  | 10 Tests |  |  |  |  | USAID | NO |  |  | NO | None Found |  | NO | UNKNOWN | NO | YES: UNKNOWN CODE | NO | NO | NO | NO
51FT100-100 |  | Signal HIV Rapid Test | Span Diagnostics Ltd. |  |  | HIV-1 HIV-2 HIV-1, Subtype O |  | 100 Tests |  |  |  |  | USAID | NO |  |  | NO | None Found |  | NO | UNKNOWN | NO | YES: UNKNOWN CODE | NO | NO | NO | NO
51FT100-50 |  | Signal HIV Rapid Test | Span Diagnostics Ltd. |  |  | HIV-1 HIV-2 HIV-1, Subtype O |  | 50 Tests |  |  |  |  | USAID | NO |  |  | NO | None Found |  | NO | UNKNOWN | NO | YES: UNKNOWN CODE | NO | NO | NO | NO
51SP200-48 |  | Combaids RS Advantage | Span Diagnostics Ltd. |  |  |  |  | 48 Tests/Kit |  |  |  |  | USAID | NO |  |  | NO | None Found |  | NO | UNKNOWN | NO | YES: UNKNOWN CODE | NO | NO | NO | NO
51SP200-96 |  | Combaids RS Advantage | Span Diagnostics Ltd. |  |  |  |  | 96 Tests/Kit |  |  |  |  | USAID | NO |  |  | NO | None Found |  | NO | UNKNOWN | NO | YES: UNKNOWN CODE | NO | NO | NO | NO