## QAMANUFACTUERRISK (hidden)
GHSC ELIGIBLITY STATUS | ELIGIBLE
Count of Product Type | Column Labels
Row Labels | Certified | Qualified | Approved | NOT APPLICABLE: No Technical information available. USAID COR AUTHORIZATION 09 MAR 2022 | Grand Total
Matheson Tri-Gas Inc., Florida USA |  |  | 1 |  | 1
﻿Afrox Oxygen Ltd – Gases Operation Centre (Germiston) |  |  | 1 |  | 1
Sanofi S.p.A. | 1 |  |  |  | 1
Pfizer Ireland Pharmaceuticals |  | 1 |  |  | 1
﻿Air Liquide Trinidad & Tobago |  |  | 1 |  | 1
Pfizer Manufacturing Deutschland |  | 1 |  |  | 1
Merck Sharep & Dohme B.V. |  |  |  | 1 | 1
Pfizer Italia S.r.L |  | 1 |  |  | 1
Hetero Drugs Limited |  | 1 |  |  | 1
Hetero Labs Ltd |  | 1 |  |  | 1
﻿African Oxygen LTD, South Africa |  |  | 2 |  | 2
Hetero Labs Limited |  | 2 |  |  | 2
Cipla Limited |  | 2 |  |  | 2
Cadila Pharmaceuticals Limited |  | 4 |  |  | 4
Lupin Limited |  | 1 | 4 |  | 5
Oxalis Labs |  | 6 | 1 |  | 7
Macleods Pharmaceuticals Limited |  | 7 |  |  | 7
Mylan Laboratories Limited |  | 6 | 1 |  | 7
Micro Labs Limited |  | 11 |  |  | 11
Grand Total | 1 | 44 | 11 | 1 | 57

## QAPRODUCTRISK (hidden)
GHSC ELIGIBLITY STATUS | ELIGIBLE
Count of Product Type | Column Labels
Row Labels | Certified | Qualified | Approved | NOT APPLICABLE: No Technical information available. USAID COR AUTHORIZATION 09 MAR 2022 | Grand Total
Nitrous Oxide |  |  | 1 |  | 1
0.98 |  |  | 1 |  | 1
Flucytosine |  |  | 1 |  | 1
500 mg |  |  | 1 |  | 1
Isoniazid + Rifapentine |  |  | 2 |  | 2
300 mg + 300 mg |  |  | 2 |  | 2
Liquid Oxygen |  |  | 2 |  | 2
0.995 |  |  | 2 |  | 2
Oxygen |  |  | 2 |  | 2
90.00%-96.00% |  |  | 2 |  | 2
Isoniazid + Pyridoxine +, Sulfamethoxazole + Trimethoprim |  | 2 |  |  | 2
300mg + 25mg +800mg + 160mg |  | 2 |  |  | 2
Molnupiravir |  | 2 |  | 1 | 3
200 mg |  | 2 |  | 1 | 3
Rifapentine | 1 |  | 3 |  | 4
150 mg | 1 |  |  |  | 1
300 mg |  |  | 3 |  | 3
Nirmatrelvir + Ritonavir |  | 5 |  |  | 5
150mg + 100mg |  | 5 |  |  | 5
Isoniazid |  | 35 |  |  | 35
50 mg |  | 2 |  |  | 2
100 mg |  | 11 |  |  | 11
300 mg |  | 22 |  |  | 22
Grand Total | 1 | 44 | 11 | 1 | 57

## MAPPIVOT (hidden)
India | 41
Italy | 1

## TYPEPIVOT (hidden)
Row Labels | Count of COMMON NAME
Flucytosine | 1.754%
Isoniazid | 54.39%
QTIB | 3.509%
Rifapentine | 7.018%
Isoniazid + Rifapentine | 3.509%
Isoniazid | 7.018%
Molnupiravir | 5.263%
Medical Liquid Oxygen (Bulk) | 3.509%
Medical Oxygen (Cylinders filled) | 3.509%
Medical Nitrous Oxide (Bulk) | 1.754%
Nirmatrelvir + Ritonavir | 8.772%
Grand Total | 100%

## Sheet1 (hidden)
Regulatory Version | (All)
Count of USAID Category | Column Labels
Row Labels | Pharmaceutical Risk 3: Moderate | Pharmaceutical Risk 5: Very High | Grand Total
Pharmaceutical | 52 | 2 | 54
Pharmaceutical |  | 3 | 3
Grand Total | 52 | 5 | 57

## HIV RDTs
GHSC Eligible List of HIV Rapid Diagnostic Tests [Published 12 AUG 2025 Public Copy]
This list includes HIV Rapid Diagnostics Tests (and their variants) that are eligible for procurement. HIV Rapid Diagnostict Tests that are WHO Prequalified or US FDA approved continue to be eligible for procurement; and if not available in the list may be added to the list upon request (after verification of eligibility).
Follow this link for additional information WHO Prequalified In Vitro Diagnostics
https://extranet.who.int/prequal/vitro-diagnostics/prequalification-reports/whopr
Follow this link for additional information on the US FDA information for Donor Screening Assays for Infectioius Agents and HIV Diagnostic Assays
CLICK HERE FOR NEW PRODUCT REQUEST, REPORT CORRECTIONS OR OMISSIONS WITH THIS LIST
DISCLAIMER (PUBLIC VERSION): The information contained in these eligible lists is provided for informational purposes only and represent the recommendation for procurement based on US Department of State and procurement strategies at the time of publication and may not reflect the current eligibility status. While efforts have been made to accurately represent each product, the information contained herein is based on information available to FHI 360 (Qualifying, Testing, Issuing Project, QTI) and may not be all inclusive or be reflective of the currently marketed product. Also, the information in this list is not intended to be an endorsement of the supplier/manufacturer/product. Donors and other procurement agents are encouraged to follow their own guidelines and procedures for procurement decision making.
Manufacturer Product Unique ID | Brand Name | Pack Size | Shelf-life (Months) | Storage Instructions | Supplier | Manufacturer | Manufacturing Site | Regulatory Basis of Approval | Regulatory Version | Regulatory Reference Number | Regulatory Reference Version | Specimen | Content Description | Initial Date Product Added to Eligible List
7D2342 | Determine™ HIV-1/2 | 20 Tests | 18 Months | 2-30 °C | Abbott Rapid DX International Limited | Abbott Diagnostics Medical Co. Ltd | 357 Matsuhidai Matsudo-shi, Chiba-ken 270-2214, Japan | WHO PQP | ROW | PQDx 0033-013-00 | v10.0 | Serum, Plasma, Whole Blood (capillary or venous) | Each box contains: • 2 cards of 10 test cards • 1 IFU | 2017-01-01
7D2343 | Determine™ HIV-1/2 | 100 Tests | 18 Months | 2-30 °C | Abbott Rapid DX International Limited | Abbott Diagnostics Medical Co. Ltd | 357 Matsuhidai Matsudo-shi, Chiba-ken 270-2214, Japan | WHO PQP | ROW | PQDx 0033-013-00 | v10.0 | Serum, Plasma, Whole Blood (capillary or venous) | Each box contains: • 10 cards of 10 test cards • 1 IFU | 2017-01-01
7D2343SET | Determine™ HIV-1/2 | 100 Tests | 18 Months | 2-30 °C | Abbott Rapid DX International Limited | Abbott Diagnostics Medical Co. Ltd | 357 Matsuhidai Matsudo-shi, Chiba-ken 270-2214, Japan | WHO PQP | ROW | PQDx 0033-013-00 | v10.0 | Serum, Plasma, Whole Blood (capillary or venous) | Each box contains: • 20 cards of 5 test cards • 1 IFU • Chase buffer 1 bottle/2.5 mL • 100 Capillary tubes, plastic • 100 Blood lancets, sterile | 2017-01-01
7D2842 | Determine HIV Early Detect | 20 Tests | 18 Months | 2-30 °C | Abbott Rapid DX International Limited | Abbott Diagnostics Medical Co. Ltd | 357 Matsuhidai Matsudo-shi, Chiba-ken 270-2214, Japan | WHO PQP | ROW | PQDx 0243-013-00 | v8.0 | Serum, Plasma, Whole Blood (capillary or venous) | Each box contains: • 2 cards of 10- tests • 1 Instructions for Use | 2017-01-01
7D2843 | Determine HIV Early Detect | 100 Tests | 18 Months | 2-30 °C | Abbott Rapid DX International Limited | Abbott Diagnostics Medical Co. Ltd | 357 Matsuhidai Matsudo-shi, Chiba-ken 270-2214, Japan | WHO PQP | ROW | PQDx 0243-013-00 | v8.0 | Serum, Plasma, Whole Blood (capillary or venous) | Each box contains: • 10 cards of 10- tests • 1 Instructions for Use | 2017-01-01
7D2843SET | Determine HIV Early Detect | 100 Tests | 18 Months | 2-30 °C | Abbott Rapid DX International Limited | Abbott Diagnostics Medical Co. Ltd | 357 Matsuhidai Matsudo-shi, Chiba-ken 270-2214, Japan | WHO PQP | ROW | PQDx 0243-013-00 | v8.0 | Serum, Plasma, Whole Blood (capillary or venous) | Each box contains: • 20 cards of 5 tests • 1 Instructions for Use • 1 bottle chase buffer (2.5 mL) • 100 Capillary tubes, plastic • 100 Blood lancets, Sterile | 2017-01-01
IHI-T402WA | ABON™ HIV 1/2/O Tri-Line Human Immunodeficiency Virus Rapid Test | 40 Tests | 24 Months | 2-30 °C | Abbott Rapid DX International Limited | ABON Biopharm (Hangzhou) Co., Ltd. | #198 12th Street East, Hangzhou Economic & Technological Development Area, Hangzhou, 130018, P.R. China | WHO PQP | ROW | PQDx 0141-051-00 | v8.0 | Serum, Plasma, Whole Blood (capillary and venous) | Each box contains: • 40 Test devices (test and dessicant) • 40 Specimen droppers • 2 Bottles of buffer (3 mL/vial) • 1 Instructions For Use | 2017-01-01
90-1010 | INSTI™ HIV -1/HIV-2 Antibody Test | 24 Tests | 15 Months | 2-30 °C | bioLytical Laboratories, Inc. | bioLytical Laboratories, Inc. | 1108-13351 Commerce Parkway, V6V 2X7 Richmond, British Columbia, Canada | WHO PQP | ROW | PQDx 0002-002-00 | v6.0 | Serum, Plasma, Whole Blood (capillary or venous) | Each kit contains: • 24 membrane unit individually packaged • 24 sample diluent vials (1.5 mL) • 24 Color developer bottles (1.5 mL) • 24 Clarifying solution bottles (1.5 mL) | 2017-01-01
90-1021 | INSTI™ HIV -1/HIV-2 Antibody Test | 48 Tests | 15 Months | 2-30 °C | bioLytical Laboratories, Inc. | bioLytical Laboratories, Inc. | 1108-13351 Commerce Parkway, V6V 2X7 Richmond, British Columbia, Canada | WHO PQP | ROW | PQDx 0002-002-00 | v6.0 | Serum, Plasma, Whole Blood (capillary or venous) | Each kit contains: • 48 membrane units individually packaged • 48 sample diluent vial (1.5 mL) • 1 Color developer bottle (85 mL) • 1 Clarifying solution bottle (85 mL) | 2017-01-01
90-1013 | INSTI™ HIV -1/HIV-2 Antibody Test | 24 Tests | 15 Months | 2-30 °C | bioLytical Laboratories, Inc. | bioLytical Laboratories, Inc. | 1108-13351 Commerce Parkway, V6V 2X7 Richmond, British Columbia, Canada | WHO PQP | ROW | PQDx 0002-002-00 | v6.0 | Serum, Plasma, Whole Blood (capillary or venous) | Each kit contains: • 24 membrane unit individually packaged • 24 sample diluent vials (1.5 mL) • 24 Color developer bottles (1.5 mL) • 24 Clarifying solution bottles (1.5 mL) • 24 single-use alcohol swabs • 24 single-use sterile lancets • 24 single-use pipettes (50 mL) | 2017-01-01
90-1022 | INSTI™ HIV -1/HIV-2 Antibody Test | 48 Tests | 15 Months | 2-30 °C | bioLytical Laboratories, Inc. | bioLytical Laboratories, Inc. | 1108-13351 Commerce Parkway, V6V 2X7 Richmond, British Columbia, Canada | WHO PQP | ROW | PQDx 0002-002-00 | v6.0 | Serum, Plasma, Whole Blood (capillary or venous) | Each kit contains: • 48 membrane unit individually packaged • 48 sample diluent vials (1.5 mL) • 1 Color developer bottles (85 mL) • 1 Clarifying solution bottles (85 mL) • 48 single-use alcohol swabs • 48 single-use sterile lancets • 48 single-use pipettes (50 mL) | 2017-01-01
72460 | Geenius™ HIV 1/2 Confirmatory Assay [with Geenius™ HIV 1/2 Confirmatory Controls] | 20 Tests | 24 Months | 2-30 °C | Bio-Rad Laboratories | Bio-Rad Laboratories | 3, bd Raymond Poincaré, 92430, Marnes-La-Coquette, France | WHO PQP | CE-MARK | PQDx 0181-031-00 | v3.0 | Serum, Plasma, Whole Blood (capillary or venous) | Each kit contains: • 20 Cassettes individually packaged • 1 Buffer, 5 mL • 20 Capillary microtupes plastic (for fingerstick protocol) • 1 Instructions for Use | 2017-01-01
72329 | Geenius™ HIV 1/2 Confirmatory Controls | 20 Tests | 12 Months | 2-8 °C | Bio-Rad Laboratories | Bio-Rad Laboratories | Route de Cassel, 59114, Steenvoorde, France | WHO PQP | CE-MARK | PQDx 0181-031-00 | v3.0 | Serum, Plasma, Whole Blood (capillary or venous) | Each kit contains: • 1 x 120 uL Positive Control • 1 x 120 uL Negative Control • 20 Positive Control Label Cards • 20 Negative Control Label Cards • 1 Instructions for Use | 2017-01-01
65-9506-0 | DPP® HIV 1/2 Assay | 20 Tests | 24 Months | 2-30 °C | Chembio Diagnostic Systems, Inc. | Chembio Diagnostic Systems, Inc. | 3661 Horseblock Road, Medford, NY 11763, US | WHO PQP | ROW | PQDx 0053-006-00 | v3.0 | Oral Fluid, Serum, Plasma, Whole Blood (capillary or venous) | Each kit contains: • 20 Individuallly pouched test devices with desiccant packet. • 20 Oral Fluid Swabs • 20 Disposable 10 mL Sample Loops • 20 bottles of DPP HIV SampeTainer (1 mL) • 1 Bottle of 6 mL of DPP HIV Running Buffer • 1 Product Insert (instructions for use) | 2017-01-01
HIV 201 (60-9527-0) | Sure Check® HIV 1/2 Assay | 25 Tests | 24 Months | 8-30 °C | Chembio Diagnostic Systems, Inc. | Chembio Diagnostic Systems, Inc. | 3661 Horseblock Road, Medford, NY 11763, US | WHO PQP | ROW | PQDx 0054-006-00 | v3.0 | Serum, Plasma, Whole Blood (capillary or venous) | Each kit contains: • 25 pouches containing: 1 sampler with test trip inside 1 buffer vial attached to the sampler 1 sterile lancet 1 bandage and 1 dessicant packet | 2017-01-01
HIV101 (60-9500-0) | HIV 1/ 2 STAT-PAK® | 20 Tests | 24 Months | 8-30 °C | Chembio Diagnostic Systems, Inc. | Chembio Diagnostic Systems, Inc. | Chembio Diagnostics Malaysia Sdn. Bhd No 2-1, 2nd Floor, N-Tatt Building, Jalan TP 5, Taman Perindustrian UEP, 47600 Subang Jaya, Selangor, Malaysia | WHO PQP | ROW | PQDx 0007-006-00 | v2.0 | Serum, Plasma, Whole Blood (capillary or venous) | Each box contains: • 20 individually pouched tests • 1 x 3.5 mL HIV running buffer • 20 disposable 5µl sample loops • 1 instructions for use | 2017-01-01
5X4-1000.### | OraQuick®HIV Self Test | 50 Tests | 30 Months | 2-30 °C | OraSure Technologies, Inc. | OraSure Technologies, Inc. | Pacific Biotech Co., Ltd., 42 Moo 4, Napa, Muang,, Petchaboon, 6700, Thailand | WHO PQP | ROW | PQDx 0159-055-01 | v8.0 | Oral Fluid | Contains 50 kits of (5X4-0004.xxx). | 2017-01-01
5X4-1000.### | OraQuick®HIV Self Test | 50 Tests | 30 Months | 2-30 °C | OraSure Technologies, Inc. | OraSure Technologies, Inc. | 220 East First Street, Bethlehem, PA 18015-1360, USA | WHO PQP | ROW | PQDx 0159-055-01 | v8.0 | Oral Fluid | Contains 50 kits of (5X4-0004.xxx). Each pouched kit (5X4-0004.xxx) contains: • 1 divided pouch with - a single use test device - a desiccant - a 1mL developer solution vial • 1 test stand • 1 instructions for use • 1 disposal bag | 2017-01-01
5X4-1001.### | OraQuick®HIV Self Test | 250 Tests | 30 Months | 2-30 °C | OraSure Technologies, Inc. | OraSure Technologies, Inc. | Pacific Biotech Co., Ltd., 42 Moo 4, Napa, Muang,, Petchaboon, 6700, Thailand | WHO PQP | ROW | PQDx 0159-055-01 | v8.0 | Oral Fluid | Contains 250 kits of (5X4-101.###) Each pouched kit (5X4-0004.xxx) contains: • 1 divided pouch with - a single use test device - a desiccant - a 1mL developer solution vial • 1 test stand • 1 instructions for use • 1 disposal bag | 2017-01-01
5X4-1001.### | OraQuick®HIV Self Test | 250 Tests | 30 Months | 2-30 °C | OraSure Technologies, Inc. | OraSure Technologies, Inc. | 220 East First Street, Bethlehem, PA 18015-1360, USA | WHO PQP | ROW | PQDx 0159-055-01 | v8.0 | Oral Fluid | Contains 250 kits of (5X4-101.###) Each pouched kit (5X4-0004.xxx) contains: • 1 divided pouch with - a single use test device - a desiccant - a 1mL developer solution vial • 1 test stand • 1 instructions for use • 1 disposal bag | 2017-01-01
5X4-2001.### | OraQuick®HIV Self Test | 200 Tests | 30 Months | 2-30 °C | OraSure Technologies, Inc. | OraSure Technologies, Inc. | Pacific Biotech Co., Ltd., 42 Moo 4, Napa, Muang,, Petchaboon, 6700, Thailand | WHO PQP | ROW | PQDx 0159-055-01 | v8.0 | Oral Fluid | Contains 200 kits of (5X4-2001U.###) | 2019-09-07
5X4-2001.### | OraQuick®HIV Self Test | 200 Tests | 30 Months | 2-30 °C | OraSure Technologies, Inc. | OraSure Technologies, Inc. | 220 East First Street, Bethlehem, PA 18015-1360, USA | WHO PQP | ROW | PQDx 0159-055-01 | v8.0 | Oral Fluid | Contains 200 kits of (5X4-2001U.###) | 2019-09-07
5X4-0010 | OraQuick® HIV-1/2 Rapid Antibody Test | 100 Tests | 30 Months | 2-30 °C | OraSure Technologies, Inc. | OraSure Technologies, Inc. | Pacific Biotech Co., Ltd., 42 Moo 4, Napa, Muang,, Petchaboon, 6700, Thailand | WHO PQP | ROW | PQDx 0159-055-00 | v11.0 | Oral Fluid, Serum, Plasma, Whole Blood (capillary or venous) | Each box contains: • 100 individually pouched tests (1 desiccant, 1 developer solution vial) • 10 Test stands • 4x25 specimen collection loops • 1 Instructions for use | 2017-01-01
5X4-0010 | OraQuick® HIV-1/2 Rapid Antibody Test | 100 Tests | 30 Months | 2-30 °C | OraSure Technologies, Inc. | OraSure Technologies, Inc. | 220 East First Street, Bethlehem, PA 18015-1360, USA | WHO PQP | ROW | PQDx 0159-055-00 | v11.0 | Oral Fluid, Serum, Plasma, Whole Blood (capillary or venous) | Each box contains: • 100 individually pouched tests (1 desiccant, 1 developer solution vial) • 10 Test stands • 4x25 specimen collection loops • 1 Instructions for use | 2017-01-01
5X4-0012 | OraQuick® HIV-1/2 Rapid Antibody Test | 500 Tests | 30 Months | 2-30 °C | OraSure Technologies, Inc. | OraSure Technologies, Inc. | Pacific Biotech Co., Ltd., 42 Moo 4, Napa, Muang,, Petchaboon, 6700, Thailand | WHO PQP | ROW | PQDx 0159-055-00 | v11.0 | Oral Fluid, Serum, Plasma, Whole Blood (capillary or venous) | Each box contains: • 500 individually pouched tests (1 desiccant, 1 developer solution vial) • 20 Test stands • 25x20 specimen collection loops • 1 Instructions for use | 2019-09-07
5X4-0012 | OraQuick® HIV-1/2 Rapid Antibody Test | 500 Tests | 30 Months | 2-30 °C | OraSure Technologies, Inc. | OraSure Technologies, Inc. | 220 East First Street, Bethlehem, PA 18015-1360, USA | WHO PQP | ROW | PQDx 0159-055-00 | v11.0 | Oral Fluid, Serum, Plasma, Whole Blood (capillary or venous) | Each box contains: • 500 individually pouched tests (1 desiccant, 1 developer solution vial) • 20 Test stands • 25x20 specimen collection loops • 1 Instructions for use | 2019-09-07
PI05FRC05 | First Response HIV 1-2.O Card test (Version 2.0) | 5 Tests | 24 Months | 4-30 °C | Premier Medical Corporation Private Limited | Premier Medical Corporation Private Limited | A1-302 and 3704-05, GIDC, Sarigam 396155, Valsad, Gujarat, India | WHO PQP | ROW | PQDx 0363-010-00 | v3.0 | Serum, Plasma, Whole Blood (capillary or venous) | Each box contains: • 5 pouched tests (1 test device, 1 dessicant) • 5 Specimen Transfer Devices • 1 x 2.5 mL Assay Buffer Bottle • 5 Sterile Lancets • 5 Alcohol Swabs • 1 Instructions for Use | 2020-06-08
PI05FRC10 | First Response HIV 1-2.O Card test (Version 2.0) | 10 Tests | 24 Months | 4-30 °C | Premier Medical Corporation Private Limited | Premier Medical Corporation Private Limited | A1-302 and 3704-05, GIDC, Sarigam 396155, Valsad, Gujarat, India | WHO PQP | ROW | PQDx 0363-010-00 | v3.0 | Serum, Plasma, Whole Blood (capillary or venous) | Each box contains: • 10 pouched tests (1 test device, 1 dessicant) • 10 Specimen Transfer Devices • 1 x 2.5 mL Assay Buffer Bottle • 10 Sterile Lancets • 10 Alcohol Swabs • 1 Instructions for Use | 2020-06-08
PI05FRC25 | First Response HIV 1-2.O Card test (Version 2.0) | 25 Tests | 24 Months | 4-30 °C | Premier Medical Corporation Private Limited | Premier Medical Corporation Private Limited | A1-302 and 3704-05, GIDC, Sarigam 396155, Valsad, Gujarat, India | WHO PQP | ROW | PQDx 0363-010-00 | v3.0 | Serum, Plasma, Whole Blood (capillary or venous) | Each box contains: • 25 pouched tests (1 test device, 1 dessicant) • 25 Specimen Transfer Devices • 1 x 2.5 mL Assay Buffer Bottle • 25 Sterile Lancets • 25 Alcohol Swabs • 1 Instructions for Use | 2020-02-26
PI05FRC30 | First Response HIV 1-2.O Card test (Version 2.0) | 30 Tests | 24 Months | 4-30 °C | Premier Medical Corporation Private Limited | Premier Medical Corporation Private Limited | A1-302 and 3704-05, GIDC, Sarigam 396155, Valsad, Gujarat, India | WHO PQP | ROW | PQDx 0363-010-00 | v3.0 | Serum, Plasma, Whole Blood (capillary or venous) | Each box contains: • 30 pouched tests (1 test device, 1 dessicant) • 30 Specimen Transfer Devices • 1 x 2.5 mL Assay Buffer Bottle • 30 Sterile Lancets • 30 Alcohol Swabs • 1 Instructions for Use | 2020-02-26
PI05FRC50 | First Response HIV 1-2.O Card test (Version 2.0) | 50 Tests | 24 Months | 4-30 °C | Premier Medical Corporation Private Limited | Premier Medical Corporation Private Limited | A1-302 and 3704-05, GIDC, Sarigam 396155, Valsad, Gujarat, India | WHO PQP | ROW | PQDx 0363-010-00 | v3.0 | Serum, Plasma, Whole Blood (capillary or venous) | Each box contains: • 50 pouched tests (1 test device, 1 dessicant) • 50 Specimen Transfer Devices • 2x 2.5 mL Assay Buffer Bottle • 50 Sterile Lancets • 50 Alcohol Swabs • 1 Instructions for Use | 2020-02-26
PI05FRC60 | First Response HIV 1-2.O Card test (Version 2.0) | 60 Tests | 24 Months | 4-30 °C | Premier Medical Corporation Private Limited | Premier Medical Corporation Private Limited | A1-302 and 3704-05, GIDC, Sarigam 396155, Valsad, Gujarat, India | WHO PQP | ROW | PQDx 0363-010-00 | v3.0 | Serum, Plasma, Whole Blood (capillary or venous) | Each box contains: • 60 pouched tests (1 test device, 1 dessicant) • 60 Specimen Transfer Devices • 4x 2.5 mL Assay Buffer Bottle • 60 Sterile Lancets • 60 Alcohol Swabs • 1 Instructions for Use | 2020-02-26
PI05FRC100 | First Response HIV 1-2.O Card test (Version 2.0) | 100 Tests | 24 Months | 4-30 °C | Premier Medical Corporation Private Limited | Premier Medical Corporation Private Limited | A1-302 and 3704-05, GIDC, Sarigam 396155, Valsad, Gujarat, India | WHO PQP | ROW | PQDx 0363-010-00 | v3.0 | Serum, Plasma, Whole Blood (capillary or venous) | Each box contains: • 100 pouched tests (1 test device, 1 dessicant) • 100 Specimen Transfer Devices • 4 x 2.5 mL Assay Buffer Bottle • 100 Sterile Lancets • 100 Alcohol Swabs • 2 Instructions for Use | 2020-02-26
KH-R-02 | Diagnostic kit for HIV (1+2) antibody (colloidal gold) V2 (KHB) | 50 Tests | 24 Months | 4-30 °C | Shanghai Kehua Bio-engineering Company., Limited (KHB) | Shanghai Kehua Bio-engineering Company., Limited (KHB) | 1189 North Qinzhou Road 200233, Shanghai, China | WHO PQP | ROW | PQDx 0267-037-00 | v5.0 | Serum, Plasma, Whole Blood (capillary or venous) | Each box contains: • 50 Test cassettes • 1 x 4 mL bottle of sample diluent • 1 Instructions for use | 2017-01-01
R-401-50-C-2 | Diagnostic kit for HIV (1+2) antibody (colloidal gold) V2 (KHB) | 50 Tests | 24 Months | 4-30 °C | Shanghai Kehua Bio-engineering Company., Limited (KHB) | Shanghai Kehua Bio-engineering Company., Limited (KHB) | 1189 North Qinzhou Road 200233, Shanghai, China | WHO PQP | ROW | PQDx 0267-037-00 | v5.0 | Serum, Plasma, Whole Blood (capillary or venous) | Each box contains: • 50 Test cassettes •1 x 4 mL bottle of sample diluent • 50 Safety Lancets • 50 Alcohol Swabs • 50 Disposable Transfer Pipettes • 1 Instructions for use | 2017-01-01
03FK10 | Bioline HIV-1/2 v3.0 | 30 Tests | 24 Months | 1-30 °C | Abbott Rapid DX International Limited | Abbott Diagnostics Korea, Inc. | 65, Borahagal-ro, Giheung-gu, Yongin-si, Gyeonggi-do, 17099, Republic of Korea | WHO PQP | ROW | PQDx 0027-012-00 | v5.0 | Serum, Plasma, Whole Blood (capillary or venous) | Each box contains: • 30 pouched tests with a desiccant • 1 x 4 mL Assay diluent vial • Instructions for use | 2017-01-01
03FK16 | Bioline HIV-1/2 v3.0 | 25 Tests | 24 Months | 1-30 °C | Abbott Rapid DX International Limited | Abbott Diagnostics Korea, Inc. | 65, Borahagal-ro, Giheung-gu, Yongin-si, Gyeonggi-do, 17099, Republic of Korea | WHO PQP | ROW | PQDx 0027-012-00 | v5.0 | Serum, Plasma, Whole Blood (capillary or venous) | Each box contains: • 25 pouched tests with a desiccant • 1 x 4 mL Assay diluent vial • 25 x capillary pipettes, • 25 x sterile lancets, • 25 x alcohol swabs • Instructions for use | 2017-01-01
06FK30 | Bioline HIV/Syphilis Duo | 25 Tests | 24 Months | 1-30 °C | Abbott Rapid DX International Limited | Abbott Diagnostics Korea, Inc. | 65, Borahagal-ro, Giheung-gu, Yongin-si, Gyeonggi-do, 17099, Republic of Korea | WHO PQP | ROW | PQDx 0179-012-00 | v7.0 | Serum, Plasma, Whole Blood (capillary or venous) | Each box contains: • 25 individual foil pouched tests with a desiccant • 1 x 4 mL Assay diluent vial • 1 Instructions for Use | 2022-04-14
06FK35 | Bioline HIV/Syphilis Duo | 25 Tests | 24 Months | 1-30 °C | Abbott Rapid DX International Limited | Abbott Diagnostics Korea, Inc. | 65, Borahagal-ro, Giheung-gu, Yongin-si, Gyeonggi-do, 17099, Republic of Korea | WHO PQP | ROW | PQDx 0179-012-00 | v7.0 | Serum, Plasma, Whole Blood (capillary or venous) | Each box contains: • 25 individual foil pouched tests with a desiccant • 1 x 4 mL Assay diluent vial • 25 Capillary Pipettes • 25 Lancets (sterile) • 25 alcohol swabs • 1 Instructions for Use | 2017-01-01
1206502 | Uni-Gold™ HIV | 20 Tests | 20 Months | 2-27 °C | Trinity Biotech Manufacturing Limited | Trinity Biotech Manufacturing Limited | Arkray Healthcare Private Limited, Plot No. 336, 338, 340, Road Number 3, GIDC, Sachin, Surat, Gujarat 394230, India | WHO PQP | ROW | PQDx 0149-052-00 | v13.0 | Serum, Plasma, Whole Blood (capillary or venous) | Each box contains: • 20 Tests • 1 x 2 mL Vial Wash Solution • 20 Disposable Plastic Non-sterile Pipettes • 1 Instruction for use | 2017-01-01
1206502N | Uni-Gold™ HIV | 20 Tests | 20 Months | 2-27 °C | Trinity Biotech Manufacturing Limited | Trinity Biotech Manufacturing Limited | Arkray Healthcare Private Limited, Plot No. 336, 338, 340, Road Number 3, GIDC, Sachin, Surat, Gujarat 394230, India | WHO PQP | NIGERIA | PQDx 0149-052-00 | v13.0 | Serum, Plasma, Whole Blood (capillary or venous) | Each box contains: • 20 tests individually pouched. • 1 x 2 mL Vial Wash Solution • 20 Disposable Plastic Non-sterile Pipettes • 1 Instruction for use | 2017-01-01
72327 | Genie™ Fast HIV 1/2 | 25 Tests | 18 Months | 2-30 °C | Bio-Rad Laboratories | Bio-Rad Laboratories | 3, bd Raymond Poincaré, 92430, Marnes-La-Coquette, France | WHO PQP | CE-MARK | PQDx 0153-031-00 | v4.0 | Serum, Plasma, Whole Blood (capillary or venous) | Each kit contains: • 25 Test Cassettes • Diluent (<0.1% sodium azide): 1 Bottle (5 mL) • 50 Disposable plastic Pipettes | 2018-01-11
72327 | Genie™ Fast HIV 1/2 | 25 Tests | 18 Months | 2-30 °C | Bio-Rad Laboratories | Bio-Rad Laboratories | Route de Cassel, 59114, Steenvoorde, France | WHO PQP | CE-MARK | PQDx 0153-031-00 | v4.0 | Serum, Plasma, Whole Blood (capillary or venous) | Each kit contains: • 25 Test Cassettes • Diluent (<0.1% sodium azide): 1 Bottle (5 mL) • 50 Disposable plastic Pipettes | 2018-01-11
72347 | Genie™ Fast HIV 1/2 | 25 Tests | 18 Months | 2-30 °C | Bio-Rad Laboratories | Bio-Rad Laboratories | 3, bd Raymond Poincaré, 92430, Marnes-La-Coquette, France | WHO PQP | CE-MARK | PQDx 0153-031-00 | v4.0 | Serum, Plasma, Whole Blood (capillary or venous) | Each kit contains: • 25 Test Cassettes • Diluent (<0.1% sodium azide): 1 Bottle (5 mL) • 50 Disposable plastic Pipettes • 25 Microsafes (80 microL) • 25 Lancets • 25 Alcoopads | 2022-07-26
72347 | Genie™ Fast HIV 1/2 | 25 Tests | 18 Months | 2-30 °C | Bio-Rad Laboratories | Bio-Rad Laboratories | Route de Cassel, 59114, Steenvoorde, France | WHO PQP | CE-MARK | PQDx 0153-031-00 | v4.0 | Serum, Plasma, Whole Blood (capillary or venous) | Each kit contains: • 25 Test Cassettes • Diluent (<0.1% sodium azide): 1 Bottle (5 mL) • 50 Disposable plastic Pipettes • 25 Microsafes (80 microL) • 25 Lancets • 25 Alcoopads | 2022-07-26
72330 | Genie™ Fast HIV 1/2 | 50 Tests | 18 Months | 2-30 °C | Bio-Rad Laboratories | Bio-Rad Laboratories | 3, bd Raymond Poincaré, 92430, Marnes-La-Coquette, France | WHO PQP | CE-MARK | PQDx 0153-031-00 | v4.0 | Serum, Plasma, Whole Blood (capillary or venous) | Each kit contains: • 50 Test Cassettes • Diluent (<0.1% sodium azide): 1 Bottle (5 mL) • 50 Disposable plastic Pipettes | 2022-07-26
72330 | Genie™ Fast HIV 1/2 | 50 Tests | 18 Months | 2-30 °C | Bio-Rad Laboratories | Bio-Rad Laboratories | Route de Cassel, 59114, Steenvoorde, France | WHO PQP | CE-MARK | PQDx 0153-031-00 | v4.0 | Serum, Plasma, Whole Blood (capillary or venous) | Each kit contains: • 50 Test Cassettes • Diluent (<0.1% sodium azide): 1 Bottle (5 mL) • 50 Disposable plastic Pipettes | 2022-07-26
I20FRC25 | First Response® HIV1+2/Syphilis Combo Card Test | 25 Tests | 24 Months | 4-30 °C | Premier Medical Corporation Private Limited | Premier Medical Corporation Private Limited | A1-302 and 3704-05, GIDC, Sarigam 396155, Valsad, Gujarat, India | WHO PQP | ROW | PQDx 0364-010-00 | v4.0 | Serum, Plasma, Whole Blood (capillary or venous) | Each box contains: • 25 pouched tests (1 test device, 1 dessicant) • 25 Specimen transfer device • 1 x 2.5 ml Assay buffer • 25 Sterile Lancets • 25 Alcohol Swabs • 1 Instructions for use | 2019-09-07
I20FRC30 | First Response® HIV1+2/Syphilis Combo Card Test | 30 Tests | 24 Months | 4-30 °C | Premier Medical Corporation Private Limited | Premier Medical Corporation Private Limited | A1-302 and 3704-05, GIDC, Sarigam 396155, Valsad, Gujarat, India | WHO PQP | ROW | PQDx 0364-010-00 | v4.0 | Serum, Plasma, Whole Blood (capillary or venous) | Each box contains: • 30 pouched tests (1 test device, 1 dessicant) • 30 Specimen transfer device • 1 x 2.5 mL Assay buffer • 30 Sterile Lancets • 30 Alcohol Swabs • 1 Instructions for use | 2019-09-07
I20FRC50 | First Response® HIV1+2/Syphilis Combo Card Test | 50 Tests | 24 Months | 4-30 °C | Premier Medical Corporation Private Limited | Premier Medical Corporation Private Limited | A1-302 and 3704-05, GIDC, Sarigam 396155, Valsad, Gujarat, India | WHO PQP | ROW | PQDx 0364-010-00 | v4.0 | Serum, Plasma, Whole Blood (capillary or venous) | Each box contains: • 50 pouched tests (1 test device, 1 dessicant) • 50 Specimen transfer device • 2 x 2.5 mL Assay buffer • 50 Sterile Lancets • 50 Alcohol Swabs • 1 Instructions for use | 2019-09-07
I20FRC60 | First Response® HIV1+2/Syphilis Combo Card Test | 60 Tests | 24 Months | 4-30 °C | Premier Medical Corporation Private Limited | Premier Medical Corporation Private Limited | A1-302 and 3704-05, GIDC, Sarigam 396155, Valsad, Gujarat, India | WHO PQP | ROW | PQDx 0364-010-00 | v4.0 | Serum, Plasma, Whole Blood (capillary or venous) | Each box contains: • 60 pouched tests (1 test device, 1 dessicant) • 60 Specimen transfer device • 4 x 2.5 mL Assay buffer • 60 Sterile Lancets • 60 Alcohol Swabs • 1 Instructions for use | 2019-09-07
I20FRC100 | First Response® HIV1+2/Syphilis Combo Card Test | 100 Tests | 24 Months | 4-30 °C | Premier Medical Corporation Private Limited | Premier Medical Corporation Private Limited | A1-302 and 3704-05, GIDC, Sarigam 396155, Valsad, Gujarat, India | WHO PQP | ROW | PQDx 0364-010-00 | v4.0 | Serum, Plasma, Whole Blood (capillary or venous) | Each box contains: • 100 pouched tests (1 test device, 1 dessicant) • 100 Specimen transfer device • 4 x 2.5 mL Assay buffer bottle • 100 Sterile Lancets • 100 Alcohol Swabs • 2 Instructions for use | 2019-09-07
ITPW02152-TC40 | ONE STEP Anti-HIV (1&2) Test | 40 Tests | 24 Months | 2-30 °C | Intec Products, Inc. | InTec Products, Inc. | 332, Xinguang Road, Xinyang IND. AREA, Haicang, Xiamen, 361022, China | WHO PQP | ROW | PQDx 0372-017-00 | v5.0 | Serum, Plasma (EDTA, heparin sodium or sodium citrate), Venous whole blood, Capillary whole blood | Each Kit contains: • 1 x 40 Test Cassette and dessicants • 1 x 40 Dropper • 4 x sample diluent bottles (2 mL) • 1 x package insert | 2019-09-07
ITPW02152-TC25 | ONE STEP Anti-HIV (1&2) Test | 25 Tests | 24 Months | 2-30 °C | Intec Products, Inc. | InTec Products, Inc. | 332, Xinguang Road, Xinyang IND. AREA, Haicang, Xiamen, 361022, China | WHO PQP | ROW | PQDx 0372-017-00 | v5.0 | Serum, Plasma (EDTA, heparin sodium or sodium citrate), Venous whole blood, Capillary whole blood | Each kit contains: • 1 x 25 Test Cassette and dessicants • 1 x 25 Dropper • 3 x sample diluent bottles (2 mL) • 1 x package insert | 2019-09-07
ITPW02153-TC40 | ONE STEP Anti-HIV (1&2) Test | 40 Tests | 24 Months | 2-30 °C | Intec Products, Inc. | InTec Products, Inc. | 332, Xinguang Road, Xinyang IND. AREA, Haicang, Xiamen, 361022, China | WHO PQP | ROW | PQDx 0372-017-00 | v5.0 | Serum, Plasma (EDTA, heparin sodium or sodium citrate), Venous whole blood, Capillary whole blood | Each kit contains: • 1 x 40 Test Cassette and dessicants • 1 x 40 Dropper • 4 x sample diluent bottles (2 mL) • 1 x 40 sterile safety lancet • 1 x 40 alcohol swab • 1 x package insert | 2019-09-07
90-1071 | INSTI® HIV Self Test | 1 Test | 15 Months | 2-30 °C | bioLytical Laboratories, Inc. | bioLytical Laboratories, Inc. | 1108-13351 Commerce Parkway, V6V 2X7 Richmond, British Columbia, Canada | WHO PQP | ROW | PQDx 0002-002-01 | v5.0 | Human Fingerstick Whole Blood | Each box contains: • 1 x Blotted membrane unit • 1 x 1.5 mL sample diluent bottle • 1 x 1.5 mL color developer bottle • 1 x 1.5 mL clarifying solution bottle • 1 sterile single-use lancet • 1 adhesive bandage • 1 alcohol swab • 1 Instructions for Use | 2019-09-07
60-9508-0 | Sure Check HIV Self-Test | 1 Test | 24 Months | 8-30 °C | Chembio Diagnostic Systems, Inc. | Chembio Diagnostic Systems, Inc. | 3661 Horseblock Road, Medford, NY 11763, US | WHO PQP | ROW | PQDx 0054-006-01 | v1.0 | Whole Blood (capillary, fingerstick collection) | Each box contains: • 1 Instruction for use • 1 Test Stand • 1 Alcohol swab • 1 sterile gauze pad • 1 Pouch containing: • 1 Sure Check HIV Self-Test device • 1 Buffer cap • 1 Sterile Safety Lancet • 1 Bandage • 1 Dessicant | 2020-02-26
ARST001-03 | Mylan HIV Self Test | 1 test | 18 Months | 2-30 °C | Mylan Laboratories Limited (Viatris) | Atomo Diagnostics Limited | Level 2, 701-703 Parramatta Road, Leichardt 2040 NSW, Australia | WHO PQP | ROW | PQDx 0320-090-00 | v5.0 | Whole Blood (capillary, fingerstick collection) | Each box contains: • 1 Instruction for use (IFU, 3 languages) • 1 Mylan HIV Self Test (with dessicant) • 1 x 2mL Bottle Test Fluid (Diluent) • 1 alcohol wipe | 2020-02-26
ARST001-03 | Mylan HIV Self Test | 1 test | 18 Months | 2-30 °C | Mylan Laboratories Limited (Viatris) | Atomo Diagnostics Limited | Lateral Flow Laboratories Pty. Ltd., Capricorn Business Park, Unit 1&2, Greenwich Place, Capricorn Crescent Mulzenburg, 7945, South Africa | WHO PQP | ROW | PQDx 0320-090-00 | v5.0 | Whole Blood (capillary, fingerstick collection) | Each box contains: • 1 Instruction for use (IFU, 3 languages) • 1 Mylan HIV Self Test (with dessicant) • 1 x 2mL Bottle Test Fluid (Diluent) • 1 alcohol wipe | 2020-02-26
1206502-100 | Uni-Gold™ HIV | 100 Tests | 20 Months | 2-27 °C | Trinity Biotech Manufacturing Limited | Trinity Biotech Manufacturing Limited | Arkray Healthcare Private Limited, Plot No. 336, 338, 340, Road Number 3, GIDC, Sachin, Surat, Gujarat 394230, India | WHO PQP | ROW | PQDx 0149-052-00 | v13.0 | Serum, Plasma, Whole Blood (capillary or venous) | Each box contains: • 100 test pouched tests • 5 x 2 mL Vials Wash Solution • 5 x 20 Disposable Plastic Non-sterile Pipettes • 5 Instructions for use | 2020-12-08
1206502N-100 | Uni-Gold™ HIV | 100 Tests | 20 Months | 2-27 °C | Trinity Biotech Manufacturing Limited | Trinity Biotech Manufacturing Limited | Arkray Healthcare Private Limited, Plot No. 336, 338, 340, Road Number 3, GIDC, Sachin, Surat, Gujarat 394230, India | WHO PQP | NIGERIA | PQDx 0149-052-00 | v13.0 | Serum, Plasma, Whole Blood (capillary or venous) | Each box contains: • 100 pouched tests • 5 x 2 mL Vials Wash Solution • 5 x 20 Disposable Pipettes • 1 Instruction for use | 2020-12-08
03FK17 | Bioline HIV-1/2 v3.0 | 25 Tests | 24 Months | 1-30 °C | Abbott Rapid DX International Limited | Abbott Diagnostics Korea, Inc. | 65, Borahagal-ro, Giheung-gu, Yongin-si, Gyeonggi-do, 17099, Republic of Korea | WHO PQP | ROW | PQDx 0027-012-00 | v5.0 | Serum, Plasma, Whole Blood (capillary or venous) | Each box contains: • 25 pouched tests with a desiccant • 1 x 4 mL Assay diluent vial • 25 x capillary pipettes, • 25 x sterile lancets (safety lancets) • 25 x alcohol swabs • Instructions for use | 2021-05-13
09HIV20D | Standard Q HIV/Syphilis Combo | 25 Tests | 24 Months | 2-40 °C | SD Biosensor, Inc. | SD Biosensor, Inc. | 74, Osongsaengmyeong 4-ro, Osong-eup, Heungdeok-gu, Cheongju-si, Chungcheongbuk-do, 28161, Republic of Korea | WHO PQP | ROW | PQDx 0382-117-00 | v5.0 | Serum, Plasma, Whole Blood (capillary or venous) | Each box contains: • 25 Test Devices (test and dessicant) • 1 x 4 mL Buffer Bottle • 25 capillary tubes • 1 IFU • 25 sterile lancets • 25 alcohol swabs | 2020-05-26
09HIV20D | Standard Q HIV/Syphilis Combo | 25 Tests | 24 Months | 2-40 °C | SD Biosensor, Inc. | SD Biosensor, Inc. | SD Biosensor Healthcare Pvt Ltd., Plot no. 38, Sector 4, IMT Manesar, Gurugram, Haryana 122052, India | WHO PQP | ROW | PQDx 0382-117-00 | v5.0 | Serum, Plasma, Whole Blood (capillary or venous) | Each box contains: • 25 Test Devices (test and dessicant) • 1 x 4 mL Buffer Bottle • 25 capillary tubes • 1 IFU • 25 sterile lancets • 25 alcohol swabs | 2020-05-26
7D2343SETS | Determine™ HIV-1/2 | 100 Tests | 18 Months | 2-30 °C | Abbott Rapid DX International Limited | Abbott Diagnostics Medical Co. Ltd | 357 Matsuhidai Matsudo-shi, Chiba-ken 270-2214, Japan | WHO PQP | ROW | PQDx 0033-013-00 | V10.0 | Serum, Plasma, Whole Blood (capillary or venous) | Each box contains: • 10 cards of 10 tests/card • 1 IFU • Chase buffer 1 bottle/2.5 mL • 100 EDTA Capillary tubes, glass • 100 Blood lances, sterile (safety) | 2021-06-12
HVWRPD-01 | MERISCREEN HIV 1-2 WB | 30 Tests | 24 Months | 2-30 °C | Meril Diagnostics Private Limited | Meril Diagnostics Private Limited | Second Floor, D1-D3, Meril Park, Survey No 135/2/B & 174/2, Muktanand Marg, Chala, Vapi, 396191, India | WHO PQP | CE-MARK | PQDx 0464-074-00 | v3.0 | Serum, Plasma, Whole Blood (capillary or venous) | Each kit contains: • 30 pouches of 1 test device with 1 desiccant • 2x3 mL vials • 30 capillary tubes • 1 IFU • 30 alcohol swabs • 30 sterile lancets | 2021-06-14
HVWRPD-02 | MERISCREEN HIV 1-2 WB | 40 Tests | 24 Months | 2-30 °C | Meril Diagnostics Private Limited | Meril Diagnostics Private Limited | Second Floor, D1-D3, Meril Park, Survey No 135/2/B & 174/2, Muktanand Marg, Chala, Vapi, 396191, India | WHO PQP | CE-MARK | PQDx 0464-074-00 | v3.0 | Serum, Plasma, Whole Blood (capillary or venous) | Each kit contains: • 40 pouches of 1 test device with 1 desiccant • 2x3 mL vials • 40 capillary tubes • 1 IFU • 40 alcohol swabs • 40 sterile lancets | 2021-06-14
5X4-0062 | OraQuick® HIV-1/2 Rapid Antibody Test | 100 Tests | 30 Months | 2-30 °C | OraSure Technologies, Inc. | OraSure Technologies, Inc. | Pacific Biotech Co., Ltd., 42 Moo 4, Napa, Muang,, Petchaboon, 6700, Thailand | WHO PQP | ROW | PQDx 0159-055-00 | v11.0 | Oral Fluid, Serum, Plasma, Whole Blood (capillary or venous) | Each box contains: • 100 pouched tests (1 desiccant, 1 developer solution vial) • 10 Test stands • 3 Instructions for use | 2021-06-14
5X4-0062 | OraQuick® HIV-1/2 Rapid Antibody Test | 100 Tests | 30 Months | 2-30 °C | OraSure Technologies, Inc. | OraSure Technologies, Inc. | 220 East First Street, Bethlehem, PA 18015-1360, USA | WHO PQP | ROW | PQDx 0159-055-00 | v11.0 | Oral Fluid, Serum, Plasma, Whole Blood (capillary or venous) | Each box contains: • 100 pouched tests (1 desiccant, 1 developer solution vial) • 10 Test stands • 3 Instructions for use | 2021-06-14
09HIV30D | STANDARD Q HIV 1/2 Ab 3 Line Test | 25 tests | 24 Months | 2-40 °C | SD Biosensor, Inc. | SD Biosensor, Inc. | 74, Osongsaengmyeong 4-ro, Osong-eup, Heungdeok-gu, Cheongju-si, Chungcheongbuk-do, 28161, Republic of Korea | WHO PQP | ROW | PQDx 0383-117-00 | v4.0 | Serum, Plasma, Whole Blood (capillary or venous) | Each kit contains: • 25 Test devices (test and dessicant) • 1x4 mL Buffer Bottle • 25 capillary tubes (20 uL) • IFU • 25 sterile lancets • 25 alcohol swabs | 2021-06-14
09HIV30D | STANDARD Q HIV 1/2 Ab 3 Line Test | 25 tests | 24 Months | 2-40 °C | SD Biosensor, Inc. | SD Biosensor, Inc. | SD Biosensor Healthcare Pvt Ltd., Plot no. 38, Sector 4, IMT Manesar, Gurugram, Haryana 122052, India | WHO PQP | ROW | PQDx 0383-117-00 | v4.0 | Serum, Plasma, Whole Blood (capillary or venous) | Each kit contains: • 25 Test devices (test and dessicant) • 1x4 mL Buffer Bottle • 25 capillary tubes (20 uL) • IFU • 25 sterile lancets • 25 alcohol swabs | 2021-06-14
09HIV30DM | STANDARD Q HIV 1/2 Ab 3 Line Test | 25 Tests | 24 Months | 2-40 °C | SD Biosensor, Inc. | SD Biosensor, Inc. | 74, Osongsaengmyeong 4-ro, Osong-eup, Heungdeok-gu, Cheongju-si, Chungcheongbuk-do, 28161, Republic of Korea | WHO PQP | ROW | PQDx 0383-117-00 | v4.0 | Serum, Plasma, Whole Blood (capillary or venous) | Each kit contains: • 25 Test devices (test and dessicant) • 1x4 mL Buffer Bottle • IFU | 2021-06-14
09HIV30DM | STANDARD Q HIV 1/2 Ab 3 Line Test | 25 Tests | 24 Months | 2-40 °C | SD Biosensor, Inc. | SD Biosensor, Inc. | SD Biosensor Healthcare Pvt Ltd., Plot no. 38, Sector 4, IMT Manesar, Gurugram, Haryana 122052, India | WHO PQP | ROW | PQDx 0383-117-00 | v4.0 | Serum, Plasma, Whole Blood (capillary or venous) | Each kit contains: • 25 Test devices (test and dessicant) • 1x4 mL Buffer Bottle • IFU | 2021-06-14
IHI-T402WG | ABON™ HIV 1/2/O Tri-Line Human Immunodeficiency Virus Rapid Test | 40 Tests | 24 Months | 2-30 °C | Abbott Rapid DX International Limited | ABON Biopharm (Hangzhou) Co., Ltd. | #198 12th Street East, Hangzhou Economic & Technological Development Area, Hangzhou, 130018, P.R. China | WHO PQP | ROW | PQDx 0141-051-00 | v8.0 | Serum, Plasma, Whole Blood (capillary or venous) | Each box contains: • 40 Test devices (test and dessicant) • 40 Sterile safety lancets • 40 Capillary tubes, heparinized • 40 Alcohol swabs • 40 Specimen droppers • 2 Bottles of buffer (3 mL/vial) • 1 Instructions For Use | 2021-06-14
IHI-T402WB | ABON™ HIV 1/2/O Tri-Line Human Immunodeficiency Virus Rapid Test | 40 Tests | 24 Months | 2-30 °C | Abbott Rapid DX International Limited | ABON Biopharm (Hangzhou) Co., Ltd. | #198 12th Street East, Hangzhou Economic & Technological Development Area, Hangzhou, 130018, P.R. China | WHO PQP | ROW | PQDx 0141-051-00 | v8.0 | Serum, Plasma, Whole Blood (capillary or venous) | Each box contains: • 40 Test devices (test and dessicant) • 40 Sterile safety lancets • 40 Capillary tubes, heparinized • 40 Specimen droppers • 2 Bottles of buffer (3 mL/vial) • 1 Instructions For Use | 2021-06-14
90-1038 | INSTI™ HIV -1/HIV-2 Antibody Test | 48 Tests | 15 Months | 2-30 °C | bioLytical Laboratories, Inc. | bioLytical Laboratories, Inc. | 1108-13351 Commerce Parkway, V6V 2X7 Richmond, British Columbia, Canada | WHO PQP | ROW | PQDx 0002-002-00 | v6.0 | Serum, Plasma, Whole Blood (capillary or venous) | Each kit contains: • 48 membrane unit individually packaged • 48 sample diluent vials (1.5 mL) • 1 Color developer bottles (85 mL) • 1 Clarifying solution bottles (85 mL) • 48 single-use pipettes (50 mL) • English language labeling | 2021-06-14
90-1064 | INSTI™ HIV -1/HIV-2 Antibody Test | 48 Tests | 15 Months | 2-30 °C | bioLytical Laboratories, Inc. | bioLytical Laboratories, Inc. | 1108-13351 Commerce Parkway, V6V 2X7 Richmond, British Columbia, Canada | WHO PQP | ROW | PQDx 0002-002-00 | v6.0 | Serum, Plasma, Whole Blood (capillary or venous) | Each kit contains: • 48 membrane unit individually packaged • 48 sample diluent vials (1.5 mL) • 1 Color developer bottles (85 mL) • 1 Clarifying solution bottles (85 mL) • English language labeling | 2021-06-14
ARST001-03-01 | Mylan HIV Self Test | 1 Test | 18 Months | 2-30 °C | Mylan Laboratories Limited (Viatris) | Atomo Diagnostics Limited | Level 2, 701-703 Parramatta Road, Leichardt 2040 NSW, Australia | WHO PQP | ROW | PQDx 0320-090-00 | v5.0 | Whole Blood (capillary, fingerstick collection) | Each box contains: • 1 Instruction for use (IFU, 3 languages) • 1 Mylan HIV Self Test (with dessicant) • 1 x 2mL Bottle Test Fluid (Diluent) • 1 alcohol wipe | 2021-09-24
ARST001-03-02 | Mylan HIV Self Test | 1 Test | 18 Months | 2-30 °C | Mylan Laboratories Limited (Viatris) | Atomo Diagnostics Limited | Level 2, 701-703 Parramatta Road, Leichardt 2040 NSW, Australia | WHO PQP | ROW | PQDx 0320-090-00 | v5.0 | Whole Blood (capillary, fingerstick collection) | Each box contains: • 1 Instruction for use (IFU, English) • 1 Mylan HIV Self Test (with dessicant) • 1 x 2mL Bottle Test Fluid (Diluent) • 1 alcohol wipe | 2021-09-24
ARST001-03-03 | Mylan HIV Self Test | 1 Test | 18 Months | 2-30 °C | Mylan Laboratories Limited (Viatris) | Atomo Diagnostics Limited | Level 2, 701-703 Parramatta Road, Leichardt 2040 NSW, Australia | WHO PQP | ROW | PQDx 0320-090-00 | v5.0 | Whole Blood (capillary, fingerstick collection) | Each box contains: • 1 Instruction for use (IFU, English) • 1 Mylan HIV Self Test (with dessicant) • 1 x 2mL Bottle Test Fluid (Diluent) • 1 alcohol wipe | 2021-09-24
ARST001-03-XX | Mylan HIV Self Test | 1 Test | 18 Months | 2-30 °C | Mylan Laboratories Limited (Viatris) | Atomo Diagnostics Limited | Level 2, 701-703 Parramatta Road, Leichardt 2040 NSW, Australia | WHO PQP | ROW | PQDx 0320-090-00 | v5.0 | Whole Blood (capillary, fingerstick collection) | Each box contains: • 1 Instruction for use (IFU, English and regional language) • 1 Mylan HIV Self Test (with dessicant) • 1 x 2mL Bottle Test Fluid (Diluent) • 1 alcohol wipe | 2021-09-24
ARST001-03-01 | Mylan HIV Self Test | 1 Test | 18 Months | 2-30 °C | Mylan Laboratories Limited (Viatris) | Atomo Diagnostics Limited | Lateral Flow Laboratories Pty. Ltd., Capricorn Business Park, Unit 1&2, Greenwich Place, Capricorn Crescent Mulzenburg, 7945, South Africa | WHO PQP | ROW | PQDx 0320-090-00 | v5.0 | Whole Blood (capillary, fingerstick collection) | Each box contains: • 1 Instruction for use (IFU, 3 languages) • 1 Mylan HIV Self Test (with dessicant) • 1 x 2mL Bottle Test Fluid (Diluent) • 1 alcohol wipe | 2021-09-24
ARST001-03-02 | Mylan HIV Self Test | 1 Test | 18 Months | 2-30 °C | Mylan Laboratories Limited (Viatris) | Atomo Diagnostics Limited | Lateral Flow Laboratories Pty. Ltd., Capricorn Business Park, Unit 1&2, Greenwich Place, Capricorn Crescent Mulzenburg, 7945, South Africa | WHO PQP | ROW | PQDx 0320-090-00 | v5.0 | Whole Blood (capillary, fingerstick collection) | Each box contains: • 1 Instruction for use (IFU, English) • 1 Mylan HIV Self Test (with dessicant) • 1 x 2mL Bottle Test Fluid (Diluent) • 1 alcohol wipe | 2021-09-24
ARST001-03-03 | Mylan HIV Self Test | 1 Test | 18 Months | 2-30 °C | Mylan Laboratories Limited (Viatris) | Atomo Diagnostics Limited | Lateral Flow Laboratories Pty. Ltd., Capricorn Business Park, Unit 1&2, Greenwich Place, Capricorn Crescent Mulzenburg, 7945, South Africa | WHO PQP | ROW | PQDx 0320-090-00 | v5.0 | Whole Blood (capillary, fingerstick collection) | Each box contains: • 1 Instruction for use (IFU, English) • 1 Mylan HIV Self Test (with dessicant) • 1 x 2mL Bottle Test Fluid (Diluent) • 1 alcohol wipe | 2021-09-24
ARST001-03-XX | Mylan HIV Self Test | 1 Test | 18 Months | 2-30 °C | Mylan Laboratories Limited (Viatris) | Atomo Diagnostics Limited | Lateral Flow Laboratories Pty. Ltd., Capricorn Business Park, Unit 1&2, Greenwich Place, Capricorn Crescent Mulzenburg, 7945, South Africa | WHO PQP | ROW | PQDx 0320-090-00 | v5.0 | Whole Blood (capillary, fingerstick collection) | Each box contains: • 1 Instruction for use (IFU, English and regional language) • 1 Mylan HIV Self Test (with dessicant) • 1 x 2mL Bottle Test Fluid (Diluent) • 1 alcohol wipe | 2021-09-24
1206502-C100 | Uni-Gold™ HIV Complete | 100 Tests | 20 Months | 2-27 °C | Trinity Biotech Manufacturing Limited | Trinity Biotech Manufacturing Limited | Arkray Healthcare Private Limited, Plot No. 336, 338, 340, Road Number 3, GIDC, Sachin, Surat, Gujarat 394230, India | WHO PQP | ETHIOPIA | PQDx 0149-052-00 | v13.0 | Serum, Plasma, Whole Blood (capillary or venous) | Each box contains: • 100 tests • 5 x 2mL Wash Solution • 5 x 20 Disposable Plastic Non-sterile Pipettes • 5 x 20 Sterile lancets • 100 Alcohol swabs • Instruction for use | 2021-09-27
1206502-C | Uni-Gold™ HIV Complete | 20 Tests | 20 Months | 2-27 °C | Trinity Biotech Manufacturing Limited | Trinity Biotech Manufacturing Limited | Arkray Healthcare Private Limited, Plot No. 336, 338, 340, Road Number 3, GIDC, Sachin, Surat, Gujarat 394230, India | WHO PQP | NIGERIA | PQDx 0149-052-00 | v13.0 | Serum, Plasma, Whole Blood (capillary or venous) | Each box contains: • 20 pouched tests. • 1 X 2mL Wash Soluiton Vial. • 1 x 20 Disposable Plastic Non-sterile Pipettes • 1 x 20 Sterile lancets • 20 Alcohol swabs • 1 Instruction for use | 2022-02-08
W006-C4P2 | One Step HIV1/2 Whole Blood/Serum/Plasma Test | 25 tests | 24 Months | 2-30 °C | Guangzhou Wondfo Biotech Company Limited | Guangzhou Wondfo Biotech Company Limited | No. 8 Lizhishan Road, Science City, Luogang District, Guangzhou, 510663, Republic of China | WHO PQP | ROW | PQDx 0357-004-00 | v3.0 | Serum, Plasma, Whole Blood (capillary or venous) | Each box contains: • 25 individual pouches, each containing: Test cassette Dropper Desiccant pouch • 1 bottle of buffer solutions (5 mL/bottle) • 1 Leaflet with Instructions for use | 2022-03-17
W006-C4P2-F | One Step HIV1/2 Whole Blood/Serum/Plasma Test | 40 Tests | 24 Months | 2-30 °C | Guangzhou Wondfo Biotech Company Limited | Guangzhou Wondfo Biotech Company Limited | No. 8 Lizhishan Road, Science City, Luogang District, Guangzhou, 510663, Republic of China | WHO PQP | ROW | PQDx 0357-004-00 | v3.0 | Serum, Plasma, Whole Blood (capillary or venous) | Each box contains: • 40 individual pouches, each containing: Test cassette Dropper Desiccant pouch • 2 bottles of buffer solutions (5 mL/bottle) • 1 Leaflet with Instructions for use | 2022-03-17
W006-P0045 | One Step HIV1/2 Whole Blood/Serum/Plasma Test | 25 Tests | 24 Months | 2-30 °C | Guangzhou Wondfo Biotech Company Limited | Guangzhou Wondfo Biotech Company Limited | No. 8 Lizhishan Road, Science City, Luogang District, Guangzhou, 510663, Republic of China | WHO PQP | ROW | PQDx 0357-004-00 | v3.0 | Serum, Plasma, Whole Blood (capillary or venous) | Each box contains: • 25 individual pouches, each containing: Test cassette Dropper Desiccant pouch • 1 bottle of buffer solutions (5 mL/bottle) • 1 Leaflet with Instructions for use • 25 Alcohol swab • 25 Sterile lancet | 2022-03-17
W006-P0046 | One Step HIV1/2 Whole Blood/Serum/Plasma Test | 25 tests | 24 Months | 2-30 °C | Guangzhou Wondfo Biotech Company Limited | Guangzhou Wondfo Biotech Company Limited | No. 8 Lizhishan Road, Science City, Luogang District, Guangzhou, 510663, Republic of China | WHO PQP | ROW | PQDx 0357-004-00 | v3.0 | Serum, Plasma, Whole Blood (capillary or venous) | Each box contains: • 25 individual pouches, each containing: Test cassette Dropper Desiccant pouch • 1 bottle of buffer solutions (5 mL/bottle) • 1 Leaflet with Instructions for use •25 Alcohol swab • 25 Safety lancet (18G) | 2022-03-17
W006-P0047 | One Step HIV1/2 Whole Blood/Serum/Plasma Test | 25 Tests | 24 Months | 2-30 °C | Guangzhou Wondfo Biotech Company Limited | Guangzhou Wondfo Biotech Company Limited | No. 8 Lizhishan Road, Science City, Luogang District, Guangzhou, 510663, Republic of China | WHO PQP | ROW | PQDx 0357-004-00 | v3.0 | Serum, Plasma, Whole Blood (capillary or venous) | Each box contains: • 25 individual pouches, each containing: Test cassette Dropper Desiccant pouch • 1 bottle of buffer solutions (5 mL/bottle) • 1 Leaflet with Instructions for use •25 Alcohol swab • 25 Safety lancet (21G) | 2022-03-17
W006-P0048 | One Step HIV1/2 Whole Blood/Serum/Plasma Test | 25 Tests | 24 Months | 2-30 °C | Guangzhou Wondfo Biotech Company Limited | Guangzhou Wondfo Biotech Company Limited | No. 8 Lizhishan Road, Science City, Luogang District, Guangzhou, 510663, Republic of China | WHO PQP | ROW | PQDx 0357-004-00 | v3.0 | Serum, Plasma, Whole Blood (capillary or venous) | Each box contains: • 25 individual pouches, each containing: Test cassette Dropper Desiccant pouch • 1 bottle of buffer solutions (5 mL/bottle) • 1 Leaflet with Instructions for use •25 Alcohol swab • 25 Safety lancet (23G) | 2022-03-17
W006-P0049 | One Step HIV1/2 Whole Blood/Serum/Plasma Test | 40 Tests | 24 Months | 2-30 °C | Guangzhou Wondfo Biotech Company Limited | Guangzhou Wondfo Biotech Company Limited | No. 8 Lizhishan Road, Science City, Luogang District, Guangzhou, 510663, Republic of China | WHO PQP | ROW | PQDx 0357-004-00 | v3.0 | Serum, Plasma, Whole Blood (capillary or venous) | Each box contains: • 40 individual pouches, each containing: Test cassette Dropper Desiccant pouch • 2 bottles of buffer solutions (5 mL/bottle) • 1 Leaflet with Instructions for use • 40 Alcohol swab • 40 Sterile lancet | 2022-03-17
W006-P0050 | One Step HIV1/2 Whole Blood/Serum/Plasma Test | 40 Tests | 24 Months | 2-30 °C | Guangzhou Wondfo Biotech Company Limited | Guangzhou Wondfo Biotech Company Limited | No. 8 Lizhishan Road, Science City, Luogang District, Guangzhou, 510663, Republic of China | WHO PQP | ROW | PQDx 0357-004-00 | v3.0 | Serum, Plasma, Whole Blood (capillary or venous) | Each box contains: • 40 individual pouches, each containing: Test cassette Dropper Desiccant pouch • 2 bottles of buffer solutions (5 mL/bottle) • 1 Leaflet with Instructions for use • 40 Alcohol swab • 40 Safety lancet (18G) | 2022-03-17
W006-P0051 | One Step HIV1/2 Whole Blood/Serum/Plasma Test | 40 Tests | 24 Months | 2-30 °C | Guangzhou Wondfo Biotech Company Limited | Guangzhou Wondfo Biotech Company Limited | No. 8 Lizhishan Road, Science City, Luogang District, Guangzhou, 510663, Republic of China | WHO PQP | ROW | PQDx 0357-004-00 | v3.0 | Serum, Plasma, Whole Blood (capillary or venous) | Each box contains: • 40 individual pouches, each containing: Test cassette Dropper Desiccant pouch • 2 bottles of buffer solutions (5 mL/bottle) • 1 Leaflet with Instructions for use • 40 Alcohol swab • 40 Safety lancet (21G) | 2022-03-17
W006-P0052 | One Step HIV1/2 Whole Blood/Serum/Plasma Test | 40 Tests | 24 Months | 2-30 °C | Guangzhou Wondfo Biotech Company Limited | Guangzhou Wondfo Biotech Company Limited | No. 8 Lizhishan Road, Science City, Luogang District, Guangzhou, 510663, Republic of China | WHO PQP | ROW | PQDx 0357-004-00 | v3.0 | Serum, Plasma, Whole Blood (capillary or venous) | Each box contains: • 40 individual pouches, each containing: Test cassette Dropper Desiccant pouch • 2 bottles of buffer solutions (5 mL/bottle) • 1 Leaflet with Instructions for use • 40 Alcohol swab • 40 Safety lancet (23G) | 2022-03-17
29012-W01 | CheckNOW™ HIV Self Test | 1 Test | 24 Months | 2-30 °C | Abbott Rapid DX International Limited | Abbott Rapid Diagnostics Jena GmbH | Orlaweg 1, D-07743 Jena, Germany | WHO PQP | ROW | PQDx 0481-032-00 | v2.0 | Whole Blood (capillary blood) | Each box contains: • 1 test device • 2 Alcohol pads (sterile) • 1 Plaster (sterile) • 1 Buffer • 1 Specimen dropper • 1 Sterile lancet • 1 Instructions for Use | 2022-04-11
06FK37 | Bioline HIV/Syphilis Duo | 25 Tests | 24 Months | 1-30 °C | Abbott Rapid DX International Limited | Abbott Diagnostics Korea, Inc. | 65, Borahagal-ro, Giheung-gu, Yongin-si, Gyeonggi-do, 17099, Republic of Korea | WHO PQP | ROW | PQDx 0179-012-00 | v7.0 | Serum, Plasma, Whole Blood (capillary or venous) | Each box contains: • 25 individual foil pouched tests with a desiccant • 1 x 4 mL Assay diluent vial • 25 Specimen transfer devices (Capillary Pipettes) • 25 Lancets (sterile safety lancets) • 25 Alcohol swabs • 1 Instructions for Use | 2022-04-14
7D2843SETS | Determine HIV Early Detect | 100 Tests | 18 Months | 2-30 °C | Abbott Rapid DX International Limited | Abbott Diagnostics Medical Co. Ltd | 357 Matsuhidai Matsudo-shi, Chiba-ken 270-2214, Japan | WHO PQP | ROW | PQDx 0243-013-00 | v8.0 | Serum, Plasma, Whole Blood (capillary or venous) | Each box contains: • 10 cards of 10- tests • 1 Instructions for Use • 1 bottle chase buffer (2.5 mL) • 100 EDTA Capillary tubes, glass • 100 Blood lancets, Sterile (safety) | 2022-05-10
W006P0058 | Wondfo HIV Self-Test | 1 Test | 24 Months | 2-30 °C | Guangzhou Wondfo Biotech Company Limited | Guangzhou Wondfo Biotech Company Limited | No. 8 Lizhishan Road, Science City, Luogang District, Guangzhou, 510663, Republic of China | WHO PQP | ROW | PQDx 0357-004-01 | v2.0 | Whole Blood (capillary, fingerstick collection) | Each box contains 1 individual pouch containing: Test cassette pouch: •1 test cassette •1 dessicant Accessories: •1 Dropper •1 Buffer (0.3ml vial) •1 Blood lancet for single use •1 Alcohol prep pad •1 Cotton swab •1 Disposal bag •1 Instructions For Use | 2022-07-20
W006P0059 | Wondfo HIV Self-Test | 20 tests | 24 Months | 2-30 °C | Guangzhou Wondfo Biotech Company Limited | Guangzhou Wondfo Biotech Company Limited | No. 8 Lizhishan Road, Science City, Luogang District, Guangzhou, 510663, Republic of China | WHO PQP | ROW | PQDx 0357-004-01 | v2.0 | Whole Blood (capillary, fingerstick collection) | Each box contains 20 individual pouches, each containing: Test cassette pouch: •1 test cassette •1 dessicant Accessories: •1 Dropper •1 Buffer (0.3ml vial) •1 Blood lancet for single use •1 Alcohol prep pad •1 Cotton swab •1 Instructions For Use | 2022-07-20
W006P0060 | Wondfo HIV Self-Test | 100 Tests | 24 Months | 2-30 °C | Guangzhou Wondfo Biotech Company Limited | Guangzhou Wondfo Biotech Company Limited | No. 8 Lizhishan Road, Science City, Luogang District, Guangzhou, 510663, Republic of China | WHO PQP | ROW | PQDx 0357-004-01 | v2.0 | Whole Blood (capillary, fingerstick collection) | Each box contains 100 individual pouches, each containing: Test cassette pouch: •1 test cassette •1 dessicant Accessories: •1 Dropper •1 Buffer (0.3ml vial) •1 Blood lancet for single use •1 Alcohol prep pad •1 Cotton swab •1 Instructions For Use | 2022-07-20
A-GOLD-01 | Diagnostic kit for HIV (1+2) antibody (colloidal gold) V2 (KHB) | 50 Accessories | 24 Months | 4-30 °C | Shanghai Kehua Bio-engineering Company., Limited (KHB) | Shanghai Kehua Bio-engineering Company., Limited (KHB) | 1189 North Qinzhou Road 200233, Shanghai, China | WHO PQP | ROW | PQDx 0267-037-00 | v5.0 | Serum, Plasma, Whole Blood (capillary or venous) | Each box contains: • 50 Safety Lancets • 50 Alcohol Swabs • 50 Disposable Transfer Pipettes • 1 Instructions for use | 2022-09-01
KH-R-03 | Diagnostic kit for HIV (1+2) antibody (colloidal gold) V2 (KHB) | 50 Tests | 24 Months | 4-30 °C | Shanghai Kehua Bio-engineering Company., Limited (KHB) | Shanghai Kehua Bio-engineering Company., Limited (KHB) | 1189 North Qinzhou Road 200233, Shanghai, China | WHO PQP | ROW | PQDx 0267-037-00 | v5.0 | Serum, Plasma, Whole Blood (capillary or venous) | Each box contains: • 50 Test cassettes • 2 x 4 mL bottle of sample diluent • 1 Instructions for use | 2022-09-01
R-401-50-C-3 | Diagnostic kit for HIV (1+2) antibody (colloidal gold) V2 (KHB) | 50 Tests | 24 Months | 4-30 °C | Shanghai Kehua Bio-engineering Company., Limited (KHB) | Shanghai Kehua Bio-engineering Company., Limited (KHB) | 1189 North Qinzhou Road 200233, Shanghai, China | WHO PQP | ROW | PQDx 0267-037-00 | v5.0 | Serum, Plasma, Whole Blood (capillary or venous) | Each box contains: • 50 Test cassettes • 2 x 4 mL bottle of sample diluent • 50 Safety Lancets • 50 Alcohol Swabs • 50 Disposable Transfer Pipettes • 1 Instructions for use | 2022-09-01
5X4-7000.050 | OraQuick®HIV Self Test | 50 Tests | 30 Months | 2-30 °C | OraSure Technologies, Inc. | OraSure Technologies, Inc. | Pacific Biotech Co., Ltd., 42 Moo 4, Napa, Muang,, Petchaboon, 6700, Thailand | WHO PQP | ROW | PQDx 0159-055-01 | v8.0 | Oral Fluid | Contains 50 kits of (5X4-7000.xxx). | 2022-09-01
5X4-7000.050 | OraQuick®HIV Self Test | 50 Tests | 30 Months | 2-30 °C | OraSure Technologies, Inc. | OraSure Technologies, Inc. | 220 East First Street, Bethlehem, PA 18015-1360, USA | WHO PQP | ROW | PQDx 0159-055-01 | v8.0 | Oral Fluid | Contains 50 kits of (5X4-7000.xxx). | 2022-09-01
5X4-7000.200 | OraQuick®HIV Self Test | 200 Tests | 30 Months | 2-30 °C | OraSure Technologies, Inc. | OraSure Technologies, Inc. | Pacific Biotech Co., Ltd., 42 Moo 4, Napa, Muang,, Petchaboon, 6700, Thailand | WHO PQP | ROW | PQDx 0159-055-01 | v8.0 | Oral Fluid | Contains 200 kits of (5X4-7000P). | 2022-09-01
5X4-7000.200 | OraQuick®HIV Self Test | 200 Tests | 30 Months | 2-30 °C | OraSure Technologies, Inc. | OraSure Technologies, Inc. | 220 East First Street, Bethlehem, PA 18015-1360, USA | WHO PQP | ROW | PQDx 0159-055-01 | v8.0 | Oral Fluid | Contains 200 kits of (5X4-7000P). | 2022-09-01
5X4-7000.250 | OraQuick®HIV Self Test | 250 Tests | 30 Months | 2-30 °C | OraSure Technologies, Inc. | OraSure Technologies, Inc. | Pacific Biotech Co., Ltd., 42 Moo 4, Napa, Muang,, Petchaboon, 6700, Thailand | WHO PQP | ROW | PQDx 0159-055-01 | v8.0 | Oral Fluid | Contains 250 kits of (5X4-7000.xxx). | 2022-09-01
5X4-7000.250 | OraQuick®HIV Self Test | 250 Tests | 30 Months | 2-30 °C | OraSure Technologies, Inc. | OraSure Technologies, Inc. | 220 East First Street, Bethlehem, PA 18015-1360, USA | WHO PQP | ROW | PQDx 0159-055-01 | v8.0 | Oral Fluid | Contains 250 kits of (5X4-7000.xxx). | 2022-09-01
29011-W20 | Panbio™ HIV Verification Test | 20 Tests | 24 Months | 2-30 °C | Abbott Rapid DX International Limited | Abbott Rapid Diagnostics Jena GmbH | Orlaweg 1, D-07743 Jena, Germany | WHO PQP | ROW | PQDx 0480-032-00 | v2.0 | Serum, Plasma, Whole blood (capillary or venous) | Each box contains: • 20 pouched test devices (test and dessicant) • 20 Specimen Droppers • 1 Buffer (3 mL/vial) • 1 Instructions for Use | 2023-01-09
29011AW20 | Panbio™ HIV Verification Test | 20 Tests | 24 Months | 2-30 °C | Abbott Rapid DX International Limited | Abbott Rapid Diagnostics Jena GmbH | Orlaweg 1, D-07743 Jena, Germany | WHO PQP | ROW | PQDx 0480-032-00 | v2.0 | Serum, Plasma, Whole blood (capillary or venous) | Each box contains: • 20 pouched test devices (test and dessicant) • 20 Specimen Droppers • 1 Buffer (3 mL/vial) • 20 Single-use Sterile Lancets • 20 Alcohol Pads • 20 Fingerstick Blood Droppers • 1 Instructions for Use | 2023-01-09
IHI-T402WD | ABON™ HIV 1/2/O Tri-Line Human Immunodeficiency Virus Rapid Test | 10 Tests | 24 Months | 2-30 °C | Abbott Rapid DX International Limited | ABON Biopharm (Hangzhou) Co., Ltd. | #198 12th Street East, Hangzhou Economic & Technological Development Area, Hangzhou, 130018, P.R. China | WHO PQP | ROW | PQDx 0141-051-00 | v8.0 | Serum, Plasma, Whole blood (capillary or venous) | Each box contains: • 10 Test devices (test and dessicant) • 10 Sterile safety lancets • 10 Capillary tubes, heparinized • 10 Alcohol swabs • 10 Specimen droppers • 1 Bottles of buffer (3 mL/vial) • 1 Instructions For Use | 2023-03-13
IHI-T402WE | ABON™ HIV 1/2/O Tri-Line Human Immunodeficiency Virus Rapid Test | 40 Tests | 24 Months | 2-30 °C | Abbott Rapid DX International Limited | ABON Biopharm (Hangzhou) Co., Ltd. | #198 12th Street East, Hangzhou Economic & Technological Development Area, Hangzhou, 130018, P.R. China | WHO PQP | ROW | PQDx 0141-051-00 | v8.0 | Serum, Plasma, Whole blood (capillary or venous) | Each box contains: • 40 Test devices (test and dessicant) • 40 Sterile safety lancets • 40 Capillary tubes, heparinized • 40 Alcohol swabs • 40 Specimen droppers • 2 Bottles of buffer (3 mL/vial) • 1 Instructions For Use | 2023-03-13
IHI-T402WF | ABON™ HIV 1/2/O Tri-Line Human Immunodeficiency Virus Rapid Test | 10 Tests | 24 Months | 2-30 °C | Abbott Rapid DX International Limited | ABON Biopharm (Hangzhou) Co., Ltd. | #198 12th Street East, Hangzhou Economic & Technological Development Area, Hangzhou, 130018, P.R. China | WHO PQP | ROW | PQDx 0141-051-00 | v8.0 | Serum, Plasma, Whole blood (capillary or venous) | Each box contains: • 10 Test devices (test and dessicant) • 10 Sterile safety lancets • 10 Capillary tubes, heparinized • 10 Alcohol swabs • 10 Specimen droppers • 1 Bottles of buffer (3 mL/vial) • 1 Instructions For Use | 2023-03-13
IHI-T402WI | ABON™ HIV 1/2/O Tri-Line Human Immunodeficiency Virus Rapid Test | 40 Tests | 24 Months | 2-30 °C | Abbott Rapid DX International Limited | ABON Biopharm (Hangzhou) Co., Ltd. | #198 12th Street East, Hangzhou Economic & Technological Development Area, Hangzhou, 130018, P.R. China | WHO PQP | ROW | PQDx 0141-051-00 | v8.0 | Serum, Plasma, Whole blood (capillary or venous) | Each box contains: • 40 Test devices (test and dessicant) • 40 Sterile safety lancets • 40 Capillary tubes, heparinized • 40 Specimen droppers • 2 Bottles of buffer (3 mL/vial) • 1 Instructions For Use | 2023-03-13
ITPW02153-TC40SA | ONE STEP Anti-HIV (1&2) Test | 40 Tests | 24 Months | 2-30 °C | Intec Products, Inc. | InTec Products, Inc. | 332, Xinguang Road, Xinyang IND. AREA, Haicang, Xiamen, 361022, China | WHO PQP | ROW | PQDx 0372-017-00 | v5.0 | Serum, Plasma (EDTA, heparin sodium or sodium citrate), Venous whole blood, Capillary whole blood | Each kit contains: • 1 x 40 Test Cassette and dessicants • 1 x 40 Dropper • 4 x sample diluent bottles (2 mL) • 1 x 40 sterile safety lancet (05-062122) • 1 x 40 alcohol swab • 1 x package insert | 2023-03-14
HVWRPD-06 | MERISCREEN HIV 1-2 WB | 50 Tests | 24 Months | 2-30 °C | Meril Diagnostics Private Limited | Meril Diagnostics Private Limited | Second Floor, D1-D3, Meril Park, Survey No 135/2/B & 174/2, Muktanand Marg, Chala, Vapi, 396191, India | WHO PQP | CE-MARK | PQDx 0464-074-00 | v3.0 | Serum, Plasma, Whole blood (capillary or venous) | Each kit contains: • 50 pouches of test device with desiccant • 3x3 mL vials • 50 capillary tubes • 1 IFU • 50 alcohol swabs • 50 sterile lancets | 2023-05-02
HVWRPD-07 | MERISCREEN HIV 1-2 WB | 10 Tests | 24 Months | 2-30 °C | Meril Diagnostics Private Limited | Meril Diagnostics Private Limited | Second Floor, D1-D3, Meril Park, Survey No 135/2/B & 174/2, Muktanand Marg, Chala, Vapi, 396191, India | WHO PQP | CE-MARK | PQDx 0464-074-00 | v3.0 | Serum, Plasma, Whole blood (capillary or venous) | Each kit contains: • 10 pouches of test device with desiccant • 1x3 mL vials • 10 capillary tubes • 1 IFU • 10 alcohol swabs • 10 sterile lancets | 2023-05-02
HVWRPD-08 | MERISCREEN HIV 1-2 WB | 100 Tests | 24 Months | 2-30 °C | Meril Diagnostics Private Limited | Meril Diagnostics Private Limited | Second Floor, D1-D3, Meril Park, Survey No 135/2/B & 174/2, Muktanand Marg, Chala, Vapi, 396191, India | WHO PQP | CE-MARK | PQDx 0464-074-00 | v3.0 | Serum, Plasma, Whole blood (capillary or venous) | Each kit contains: • 100 pouches of test device with desiccant • 5x3 mL vials • 100 capillary tubes • 1 IFU • 100 alcohol swabs • 100 sterile lancets | 2023-05-02
I20FRC25-SA | First Response® HIV1+2/Syphilis Combo Card Test | 25 Tests | 24 Months | 4-30 °C | Premier Medical Corporation Private Limited | Premier Medical Corporation Private Limited | A1-302 and 3704-05, GIDC, Sarigam 396155, Valsad, Gujarat, India | WHO PQP | ROW | PQDx 0364-010-00 | v4.0 | Serum, Plasma, Whole blood (capillary or venous) | Each box contains: • 25 pouched tests (1 test device, 1 dessicant) • 25 Specimen transfer device • 1 x 2.5 ml Assay buffer •25 Auto Safety Lancet •25 Alcohol swabs • 1 Instructions for use | 2023-08-09
ITPW02154-TC40 | ONE STEP Anti-HIV (1&2) Test | 40 Tests | 24 Months | 2-30 °C | Intec Products, Inc. | InTec Products, Inc. | 332, Xinguang Road, Xinyang IND. AREA, Haicang, Xiamen, 361022, China | WHO PQP | ROW | PQDx 0372-017-00 | v5.0 | Serum, Plasma (EDTA, heparin sodium or sodium citrate), Venous whole blood, Capillary whole blood | Each kit contains: • 1 x 40 Test Cassette and dessicants • 1 x 40 Dropper • 4 x sample diluent bottles (2 mL) • 1 x 40 sterile safety lancet (21G) • 1 x 40 alcohol swab • 1 x package insert | 2023-12-01
5551100 | TrinScreen HIV | 100 Tests | 24 Months | 2-30 °C | Trinity Biotech Manufacturing Limited | Trinity Biotech Manufacturing Limited | Arkray Healthcare Private Limited, Plot No. 336, 338, 340, Road Number 3, GIDC, Sachin, Surat, Gujarat 394230, India | WHO PQP | ROW | PQDx 0473-052-00 | v2.0 | Serum, Plasma, Whole blood (capillary or venous) | Each box contains: • 100 pouched test devices (test with dessicant) • 4 x 2 mL dropper bottles Wash Solution • 100 Disposable Pipettes • 100 Single use sterile lancets • 100 Single use alcohol swabs • 1 Instruction for use | 2024-01-10
5X4-0004.### | OraQuick®HIV Self Test | 1 Test | 30 Months | 2-30 °C | OraSure Technologies, Inc. | OraSure Technologies, Inc. | Pacific Biotech Co., Ltd., 42 Moo 4, Napa, Muang,, Petchaboon, 6700, Thailand | WHO PQP | ROW | PQDx 0159-055-01 | v8.0 | Oral Fluid | Each pouched kit (5X4-0004.xxx) contains: • 1 divided pouch with - a single use test device - a desiccant - a 1mL developer solution vial • 1 test stand • 1 instructions for use • 1 disposal bag | 2024-01-31
5X4-0004.### | OraQuick®HIV Self Test | 1 Test | 30 Months | 2-30 °C | OraSure Technologies, Inc. | OraSure Technologies, Inc. | 220 East First Street, Bethlehem, PA 18015-1360, USA | WHO PQP | ROW | PQDx 0159-055-01 | v8.0 | Oral Fluid | Each pouched kit (5X4-0004.xxx) contains: • 1 divided pouch with - a single use test device - a desiccant - a 1mL developer solution vial • 1 test stand • 1 instructions for use • 1 disposal bag | 2024-01-31
7D2253 | Determine HIV Controls | 4 vials | 18 Months | 2-8 °C | Abbott Rapid DX International Limited | Abbott Diagnostics Medical Co. Ltd | 357 Matsuhidai Matsudo-shi, Chiba-ken 270-2214, Japan | CE mark | CE-MARK |  | None specified |  | Each kit contains: 1x1 mL negative control 1x1 mL HIV-1 antibody control 1x1 mL HIV-2 antibody control 1x1 mL p24 antigen control | 2024-04-05
HVWRPD-09 | MERISCREEN HIV 1-2 WB | 25 Tests | 24 Months | 2-30 °C | Meril Diagnostics Private Limited | Meril Diagnostics Private Limited | Second Floor, D1-D3, Meril Park, Survey No 135/2/B & 174/2, Muktanand Marg, Chala, Vapi, 396191, India | WHO PQP | CE-MARK | PQDx 0464-074-00 | v4.0 | Serum, Plasma, Whole blood (capillary or venous) | Each kit contains: • 25 pouches of test device with desiccant • 2x3 mL vials • 25 capillary tubes • 1 IFU • 25 alcohol swabs • 25 sterile lancets | 2024-04-11
HVWRPD-10 | MERISCREEN HIV 1-2 WB | 30 Tests | 24 Months | 2-30 °C | Meril Diagnostics Private Limited | Meril Diagnostics Private Limited | Second Floor, D1-D3, Meril Park, Survey No 135/2/B & 174/2, Muktanand Marg, Chala, Vapi, 396191, India | WHO PQP | CE-MARK | PQDx 0464-074-00 | v4.0 | Serum, Plasma, Whole blood (capillary or venous) | Each kit contains: • 30 pouches of test device with desiccant • 2x3 mL vials • 30 capillary tubes • 1 IFU • 30 alcohol swabs • 30 auto safety lancets | 2024-04-11
HVWRPD-11 | MERISCREEN HIV 1-2 WB | 60 Tests | 24 Months | 2-30 °C | Meril Diagnostics Private Limited | Meril Diagnostics Private Limited | Second Floor, D1-D3, Meril Park, Survey No 135/2/B & 174/2, Muktanand Marg, Chala, Vapi, 396191, India | WHO PQP | CE-MARK | PQDx 0464-074-00 | v4.0 | Serum, Plasma, Whole blood (capillary or venous) | Each kit contains: • 60 pouches of test device with desiccant • 3x3 mL vials • 60 capillary tubes • 1 IFU • 60 alcohol swabs • 60 auto safety lancets | 2024-04-11
HVWRPD-12 | MERISCREEN HIV 1-2 WB | 40 Tests | 24 Months | 2-30 °C | Meril Diagnostics Private Limited | Meril Diagnostics Private Limited | Second Floor, D1-D3, Meril Park, Survey No 135/2/B & 174/2, Muktanand Marg, Chala, Vapi, 396191, India | WHO PQP | CE-MARK | PQDx 0464-074-00 | v4.0 | Serum, Plasma, Whole blood (capillary or venous) | Each kit contains: • 40 pouches of test device with desiccant • 3x3 mL vials • 40 capillary tubes • 1 IFU • 40 alcohol swabs • 40 auto safety lancets | 2024-04-11
5X4-0012.### | OraQuick® HIV-1/2 Rapid Antibody Test | 500 Tests | 30 Months | 2-30 °C | OraSure Technologies, Inc. | OraSure Technologies, Inc. | Pacific Biotech Co., Ltd., 42 Moo 4, Napa, Muang,, Petchaboon, 6700, Thailand | WHO PQP | ROW | PQDx 0159-055-00 | v11.0 | Oral Fluid, Serum, Plasma, Whole Blood | Each box contains: • 500 individually pouched tests (1 desiccant, 1 developer solution vial) • 20 Test stands • 25x20 specimen collection loops • 1 Instructions for use | 2019-09-07
5X4-0012.### | OraQuick® HIV-1/2 Rapid Antibody Test | 500 Tests | 30 Months | 2-30 °C | OraSure Technologies, Inc. | OraSure Technologies, Inc. | 220 East First Street, Bethlehem, PA 18015-1360, USA | WHO PQP | ROW | PQDx 0159-055-00 | v11.0 | Oral Fluid, Serum, Plasma, Whole Blood | Each box contains: • 500 individually pouched tests (1 desiccant, 1 developer solution vial) • 20 Test stands • 25x20 specimen collection loops • 1 Instructions for use | 2019-09-07
5X4-0010.### | OraQuick® HIV-1/2 Rapid Antibody Test | 100 Tests | 30 Months | 2-30 °C | OraSure Technologies, Inc. | OraSure Technologies, Inc. | Pacific Biotech Co., Ltd., 42 Moo 4, Napa, Muang,, Petchaboon, 6700, Thailand | WHO PQP | ROW | PQDx 0159-055-00 | v11.0 | Oral Fluid, Serum, Plasma, Whole Blood | Each box contains: • 100 individually pouched tests (1 desiccant, 1 developer solution vial) • 10 Test stands • 4x25 specimen collection loops • 1 Instructions for use | 2017-01-01
5X4-0010.### | OraQuick® HIV-1/2 Rapid Antibody Test | 100 Tests | 30 Months | 2-30 °C | OraSure Technologies, Inc. | OraSure Technologies, Inc. | 220 East First Street, Bethlehem, PA 18015-1360, USA | WHO PQP | ROW | PQDx 0159-055-00 | v11.0 | Oral Fluid, Serum, Plasma, Whole Blood | Each box contains: • 100 individually pouched tests (1 desiccant, 1 developer solution vial) • 10 Test stands • 4x25 specimen collection loops • 1 Instructions for use | 2017-01-01
65-9525-0 | DPP® HIV-Syphilis System | 20 Tests | 24 Months | 2-30 °C | Chembio Diagnostic Systems, Inc. | Chembio Diagnostic Systems, Inc. | 3661 Horseblock Road, Medford, NY 11763, US | US FDA/USAID | US FDA | PMA BP180191 | None specified | Serum, Plasma, Whole Blood | Each kit contains: • 20 DPP®SampleTainer® Sample Collection bottles (1mL) • 20 Blood collection loops • 1 DPP® Running Buffer Bottle (6mL) • 1 Product Insert | 2024-03-18
7D2343SETDSN | Determine™ HIV-1/2 | 100 Tests/Box | 18 Months | 2-30 °C | Abbott Rapid DX International Limited | Abbott Diagnostics Medical Co. Ltd | 357 Matsuhidai Matsudo-shi, Chiba-ken 270-2214, Japan | WHO PQP | ROW | PQDx 0033-013-00 | v10.0 | Serum, Plasma, Whole Blood | Each box contains: • 20 cards of 5 test cards • 1 IFU • Chase buffer 1 bottle/2.5 mL • 100 Capillary tubes, plastic • 100 Blood lancets, sterile | 2025-01-23
5X4-2001U.### | OraQuick®HIV Self Test | 1 Test | 30 | 2-30 °C | OraSure Technologies, Inc. | OraSure Technologies, Inc. | Pacific Biotech Co., Ltd., 42 Moo 4, Napa, Muang,, Petchaboon, 6700, Thailand |  | ROW | PQDx 0159-055-01 | V8.0 | Oral Fluid | Each pouched kit (5X4-2001U.xxx) contains: • 1 divided pouch with - a single use test device - a desiccant - a 1mL developer solution vial • 1 test stand • 1 instructions for use • 1 disposal bag | 2025-07-22
5X4-7000.### | OraQuick®HIV Self Test | 1 Test | 30 |  | OraSure Technologies, Inc. | OraSure Technologies, Inc. | Pacific Biotech Co., Ltd., 42 Moo 4, Napa, Muang,, Petchaboon, 6700, Thailand |  | ROW | PQDx 0159-055-01 | V8.0 | Oral Fluid | Each pouched kit (5X4-7000.xxx) contains: • 1 divided pouch with - a single use test device - a desiccant - a 1mL developer solution vial • 1 test stand • 1 instructions for use • 1 disposal bag | 2025-07-22
1502-100 | Asanté™ HIV-1 /2 Oral Fluid Test | 100 Tests | 24 Months |  | Sedia Biosciences Corporation | Sedia Biosciences Corporation | 9590 SW Gemini Drive, Beaverton, Oregon, United States 97008 |  | ROW | PQDx 0661-265-00 | Not published | Oral Fluid | Each kit includes: 100x - Oral Swabs (PN 3094) 100x - Capped tubes containing Sample Buffer (PN 3099) 100x- Test Strips sealed in foil pouches with desiccant (PN 3092) 1x - Reusable foam tube holder (PN 7122) 1x- product insert (LN 6263) | 2025-07-22

## Change History
Update | List Number | TE Number | Change History | Notes
2025-08-12 | HIV RDT EL 135 | None Specified | Updated OraQuick®HIV Self Test 5X4-7000.200 200 Tests manufactured by OraSure Technologies, Inc. (220 East First Street, Bethlehem, PA 18015-1360, USA) | updated Regulatory actions and QA recommendation section.
2025-08-12 | HIV RDT EL 030 | None Specified | Updated OraQuick®HIV Self Test 5X4-2001.### 200 Tests manufactured by OraSure Technologies, Inc. (220 East First Street, Bethlehem, PA 18015-1360, USA) | Updated QA testing scheme and Regulatory actions and QA recommendations.
2025-08-12 | HIV RDT EL 028 | None Specified | Updated OraQuick®HIV Self Test 5X4-2001.### 200 Tests manufactured by OraSure Technologies, Inc. (Pacific Biotech Co., Ltd., 42 Moo 4, Napa, Muang,, Petchaboon, 6700, Thailand) | Updated QA testing scheme and Regulatory actions and QA recommendations
2025-08-12 | HIV RDT EL 024 | None Specified | Updated OraQuick®HIV Self Test 5X4-1000.### 50 Tests manufactured by OraSure Technologies, Inc. (220 East First Street, Bethlehem, PA 18015-1360, USA) | Updated Regulatory actions and QA recommendation
2025-08-12 | HIV RDT EL 027 | None Specified | Updated OraQuick®HIV Self Test 5X4-1001.### 250 Tests manufactured by OraSure Technologies, Inc. (220 East First Street, Bethlehem, PA 18015-1360, USA) | Updated Regulatory Actions and QA recommendation
2025-08-12 | HIV RDT EL 130 | None Specified | Updated OraQuick®HIV Self Test 5X4-7000.050 50 Tests manufactured by OraSure Technologies, Inc. (Pacific Biotech Co., Ltd., 42 Moo 4, Napa, Muang,, Petchaboon, 6700, Thailand) | Updated regulatory actions and QA recommendation
2025-08-12 | HIV RDT EL 130 | None Specified | Updated OraQuick®HIV Self Test 5X4-7000.050 50 Tests manufactured by OraSure Technologies, Inc. (Pacific Biotech Co., Ltd., 42 Moo 4, Napa, Muang,, Petchaboon, 6700, Thailand) | Updated QA testing scheme
2025-08-12 | HIV RDT EL 022 | None Specified | Updated OraQuick®HIV Self Test 5X4-1000.### 50 Tests manufactured by OraSure Technologies, Inc. (Pacific Biotech Co., Ltd., 42 Moo 4, Napa, Muang,, Petchaboon, 6700, Thailand) | Updated QA testing scheme and Regulatory Actions and QA recommendation sections
2025-08-12 | HIV RDT EL 136 | None Specified | Updated OraQuick®HIV Self Test 5X4-7000.250 250 Tests manufactured by OraSure Technologies, Inc. (Pacific Biotech Co., Ltd., 42 Moo 4, Napa, Muang,, Petchaboon, 6700, Thailand) | Updated QA testing scheme and Regulatory actions and QA recommendation sections.
2025-08-12 | HIV RDT EL 138 | None Specified | Updated OraQuick®HIV Self Test 5X4-7000.250 250 Tests manufactured by OraSure Technologies, Inc. (220 East First Street, Bethlehem, PA 18015-1360, USA) | Updated QA testing scheme and Regulatory actions and QA recommendation
2025-08-12 | HIV RDT EL 132 | None Specified | Updated OraQuick®HIV Self Test 5X4-7000.050 50 Tests manufactured by OraSure Technologies, Inc. (220 East First Street, Bethlehem, PA 18015-1360, USA) | Updated Regulatory Actions and QA Recommendations
2025-08-12 | HIV RDT EL 165 | None Specified | Deleted OraQuick® HIV-1/2 Rapid Antibody Test 5X4-0010.### 100 Tests manufactured by Pacific Biotech Co., Ltd. (137 Moo 1, Tambol Baanlane, Amphur Bangpa-in, Ayuttha Province, 13160, Thailand) | This manufacturing address is not available. Product details are covered uner HIV RDT EL 166 and HIV RDT EL 164.
2025-08-12 | HIV RDT EL 162 | None Specified | Deleted OraQuick® HIV-1/2 Rapid Antibody Test 5X4-0012.### 500 Tests manufactured by Pacific Biotech Co., Ltd. (137 Moo 1, Tambol Baanlane, Amphur Bangpa-in, Ayuttha Province, 13160, Thailand) | This manufacturing address is not available. Product details are covered uner HIV RDT EL 161 and HIV RDT EL 163
2025-08-11 | HIV RDT EL 021 | None Specified | Updated HIV 1/ 2 STAT-PAK® HIV101 (60-9500-0) 20 Tests manufactured by Chembio Diagnostic Systems, Inc. (Chembio Diagnostics Malaysia Sdn. Bhd No 2-1, 2nd Floor, N-Tatt Building, Jalan TP 5, Taman Perindustrian UEP, 47600 Subang Jaya, Selangor, Malaysia) | Updated QA testing scheme
2025-08-11 | HIV RDT EL 155 | None Specified | Updated OraQuick®HIV Self Test 5X4-0004.### 50 Tests manufactured by OraSure Technologies, Inc. (220 East First Street, Bethlehem, PA 18015-1360, USA) | Updated QA testing scheme
2025-08-11 | HIV RDT EL 064 | None Specified | Updated First Response® HIV1+2/Syphilis Combo Card Test I20FRC100 100 Tests manufactured by Premier Medical Corporation Private Limited (A1-302 and 3704-05, GIDC, Sarigam 396155, Valsad, Gujarat, India) | Updated QA testing scheme
2025-08-11 | HIV RDT EL 019 | None Specified | Updated Sure Check® HIV 1/2 Assay HIV 201 (60-9527-0) 25 Tests manufactured by Chembio Diagnostic Systems, Inc. (3661 Horseblock Road, Medford, NY 11763, US) | Updated QA testing scheme
2025-08-01 | HIV RDT EL 064 | None Specified | Updated First Response® HIV1+2/Syphilis Combo Card Test I20FRC100 100 Tests manufactured by Premier Medical Corporation Private Limited (A1-302 and 3704-05, GIDC, Sarigam 396155, Valsad, Gujarat, India) | Updated Content Description
2025-08-01 | HIV RDT EL 083 | None Specified | Updated Determine™ HIV-1/2 7D2343SETS 100 Tests manufactured by Abbott Diagnostics Medical Co. Ltd (357 Matsuhidai Matsudo-shi, Chiba-ken 270-2214, Japan) | Updated QA testing scheme
2025-08-01 | HIV RDT EL 027 | None Specified | Updated OraQuick®HIV Self Test 5X4-1001.### 250 Tests manufactured by OraSure Technologies, Inc. (220 East First Street, Bethlehem, PA 18015-1360, USA) | Updated QA testing scheme and Content Description
2025-08-01 | HIV RDT EL 024 | None Specified | Updated OraQuick®HIV Self Test 5X4-1000.### 50 Tests manufactured by OraSure Technologies, Inc. (220 East First Street, Bethlehem, PA 18015-1360, USA) | Updated Content Description and QA Test Scheme
2025-08-01 | HIV RDT EL 025 | None Specified | Updated OraQuick®HIV Self Test 5X4-1001.### 250 Tests manufactured by OraSure Technologies, Inc. (Pacific Biotech Co., Ltd., 42 Moo 4, Napa, Muang,, Petchaboon, 6700, Thailand) | Updated QA test scheme and Content Description
2025-07-31 | HIV RDT EL 059 | None Specified | Updated Genie™ Fast HIV 1/2 72330 50 Tests manufactured by Bio-Rad Laboratories (Route de Cassel, 59114, Steenvoorde, France) | Updated QA testing scheme
2025-07-31 | HIV RDT EL 058 | None Specified | Updated Genie™ Fast HIV 1/2 72330 50 Tests manufactured by Bio-Rad Laboratories (3, bd Raymond Poincaré, 92430, Marnes-La-Coquette, France) | Updated QA testing scheme
2025-07-31 | HIV RDT EL 053 | None Specified | Updated Uni-Gold™ HIV 1206502N 20 Tests manufactured by Trinity Biotech Manufacturing Limited (Arkray Healthcare Private Limited, Plot No. 336, 338, 340, Road Number 3, GIDC, Sachin, Surat, Gujarat 394230, India) | Updated QA testing scheme
2025-07-31 | HIV RDT EL 055 | None Specified | Updated Genie™ Fast HIV 1/2 72327 25 Tests manufactured by Bio-Rad Laboratories (Route de Cassel, 59114, Steenvoorde, France) | Updated QA testing scheme
2025-07-31 | HIV RDT EL 054 | None Specified | Updated Genie™ Fast HIV 1/2 72327 25 Tests manufactured by Bio-Rad Laboratories (3, bd Raymond Poincaré, 92430, Marnes-La-Coquette, France) | Updated QA testing scheme
2025-07-31 | HIV RDT EL 056 | None Specified | Updated Genie™ Fast HIV 1/2 72347 25 Tests manufactured by Bio-Rad Laboratories (3, bd Raymond Poincaré, 92430, Marnes-La-Coquette, France) | Updated QA testing scheme
2025-07-31 | HIV RDT EL 057 | None Specified | Updated Genie™ Fast HIV 1/2 72347 25 Tests manufactured by Bio-Rad Laboratories (Route de Cassel, 59114, Steenvoorde, France) | Updated QA testing scheme
2025-07-31 | HIV RDT EL 065 | None Specified | Updated ONE STEP Anti-HIV (1&2) Test ITPW02152-TC40 manufactured by InTec Products, Inc. (332, Xinguang Road, Xinyang IND. AREA, Haicang, Xiamen, 361022, China) | Updated QA testing scheme
2025-07-31 | HIV RDT EL 067 | None Specified | Updated ONE STEP Anti-HIV (1&2) Test ITPW02153-TC40 40 Tests manufactured by InTec Products, Inc. (332, Xinguang Road, Xinyang IND. AREA, Haicang, Xiamen, 361022, China) | Updated QA testing scheme
2025-07-31 | HIV RDT EL 070 | None Specified | Updated Mylan HIV Self Test ARST001-03 1 test manufactured by Atomo Diagnostics Limited (Level 2, 701-703 Parramatta Road, Leichardt 2040 NSW, Australia) | Updated QA testing scheme
2025-07-31 | HIV RDT EL 066 | None Specified | Updated ONE STEP Anti-HIV (1&2) Test ITPW02152-TC25 25 Tests manufactured by InTec Products, Inc. (332, Xinguang Road, Xinyang IND. AREA, Haicang, Xiamen, 361022, China) | Updated QA testing scheme
2025-07-31 | HIV RDT EL 071 | None Specified | Updated Mylan HIV Self Test ARST001-03 1 test manufactured by Atomo Diagnostics Limited (Lateral Flow Laboratories Pty. Ltd., Capricorn Business Park, Unit 1&2, Greenwich Place, Capricorn Crescent Mulzenburg, 7945, South Africa) | Updated QA testing scheme
2025-07-31 | HIV RDT EL 077 | None Specified | Updated Uni-Gold™ HIV 1206502-100 100 Tests manufactured by Trinity Biotech Manufacturing Limited (Arkray Healthcare Private Limited, Plot No. 336, 338, 340, Road Number 3, GIDC, Sachin, Surat, Gujarat 394230, India) | Updated QA testing scheme
2025-07-31 | HIV RDT EL 079 | None Specified | Updated Bioline HIV-1/2 v3.0 03FK17 25 Tests manufactured by Abbott Diagnostics Korea, Inc. (65, Borahagal-ro, Giheung-gu, Yongin-si, Gyeonggi-do, 17099, Republic of Korea) | Updated QA testing scheme
2025-07-31 | HIV RDT EL 081 | None Specified | Updated Standard Q HIV/Syphilis Combo 09HIV20D 25 Tests manufactured by SD Biosensor, Inc. (74, Osongsaengmyeong 4-ro, Osong-eup, Heungdeok-gu, Cheongju-si, Chungcheongbuk-do, 28161, Republic of Korea) | Updated QA testing scheme
2025-07-31 | HIV RDT EL 082 | None Specified | Updated Standard Q HIV/Syphilis Combo 09HIV20D 25 Tests manufactured by SD Biosensor, Inc. (SD Biosensor Healthcare Pvt Ltd., Plot no. 38, Sector 4, IMT Manesar, Gurugram, Haryana 122052, India) | Updated QA testing scheme
2025-07-31 | HIV RDT EL 019 | None Specified | Updated Sure Check® HIV 1/2 Assay HIV 201 (60-9527-0) 25 Tests manufactured by Chembio Diagnostic Systems, Inc. (3661 Horseblock Road, Medford, NY 11763, US) | Updaed Content Description
2025-07-30 | HIV RDT EL 170 | None Specified | Updated OraQuick®HIV Self Test 5X4-7000.### 1 Test manufactured by OraSure Technologies, Inc. (Pacific Biotech Co., Ltd., 42 Moo 4, Napa, Muang,, Petchaboon, 6700, Thailand) | Updated QA product classification, QA testing scheme. Incorporated storage instructions and regulatory information based on review of WHO PQ website information (July 2025).
2025-07-30 | HIV RDT EL 169 | None Specified | Updated OraQuick®HIV Self Test 5X4-2001U.### 1 Test manufactured by OraSure Technologies, Inc. (Pacific Biotech Co., Ltd., 42 Moo 4, Napa, Muang,, Petchaboon, 6700, Thailand) | Updated QA product classification, QA testing scheme and regulatory information based on review of WHO PQ website information (July 2025).
2025-07-30 | HIV RDT EL 167 | None Specified | Updated DPP® HIV-Syphilis System 65-9525-0 20 Tests manufactured by Chembio Diagnostic Systems, Inc. (3661 Horseblock Road, Medford, NY 11763, US) | Updated shelf life and QA testing scheme
2025-07-30 | HIV RDT EL 083 | None Specified | Deleted Determine™ HIV-1/2 7D2343SETS 100 Tests manufactured by Abbott Diagnostics Medical Co. Ltd (357 Matsuhidai Matsudo-shi, Chiba-ken 270-2214, Japan) | Duplicate
2025-07-30 | HIV RDT EL 085 | None Specified | Updated MERISCREEN HIV 1-2 WB HVWRPD-02 40 Tests manufactured by Meril Diagnostics Private Limited (Second Floor, D1-D3, Meril Park, Survey No 135/2/B & 174/2, Muktanand Marg, Chala, Vapi, 396191, India) | Updated QA testing scheme.
2025-07-30 | HIV RDT EL 084 | None Specified | Updated MERISCREEN HIV 1-2 WB HVWRPD-01 30 Tests manufactured by Meril Diagnostics Private Limited (Second Floor, D1-D3, Meril Park, Survey No 135/2/B & 174/2, Muktanand Marg, Chala, Vapi, 396191, India) | Updated QA testing scheme.
2025-07-30 | HIV RDT EL 089 | None Specified | Updated STANDARD Q HIV 1/2 Ab 3 Line Test 09HIV30D 25 tests manufactured by SD Biosensor, Inc. (74, Osongsaengmyeong 4-ro, Osong-eup, Heungdeok-gu, Cheongju-si, Chungcheongbuk-do, 28161, Republic of Korea) | Updated QA testing scheme.
2025-07-30 | HIV RDT EL 090 | None Specified | Updated STANDARD Q HIV 1/2 Ab 3 Line Test 09HIV30D 25 tests manufactured by SD Biosensor, Inc. (SD Biosensor Healthcare Pvt Ltd., Plot no. 38, Sector 4, IMT Manesar, Gurugram, Haryana 122052, India) | Updated QA testing scheme.
2025-07-30 | HIV RDT EL 091 | None Specified | Updated STANDARD Q HIV 1/2 Ab 3 Line Test 09HIV30DM 25 Tests manufactured by SD Biosensor, Inc. (74, Osongsaengmyeong 4-ro, Osong-eup, Heungdeok-gu, Cheongju-si, Chungcheongbuk-do, 28161, Republic of Korea) | Updated QA testing scheme.
2025-07-30 | HIV RDT EL 092 | None Specified | Updated STANDARD Q HIV 1/2 Ab 3 Line Test 09HIV30DM 25 Tests manufactured by SD Biosensor, Inc. (SD Biosensor Healthcare Pvt Ltd., Plot no. 38, Sector 4, IMT Manesar, Gurugram, Haryana 122052, India) | Updated QA testing scheme.
2025-07-30 | HIV RDT EL 171 | None Specified | Updated Asanté™ HIV-1 /2 Oral Fluid Test 1502-100 100 Tests manufactured by Sedia Biosciences Corporation (9590 SW Gemini Drive, Beaverton, Oregon, United States 97008) | Updated QA product classification, QA testing scheme. Incorporated storage instructions, shelf-life and regulatory information based on review of WHO PQ website information (July 2025).
2025-02-21 | HIV RDT EL 008 | None Specified | Removed Rapid Test for Rapid Test for Antibody Human Immunodeficiency Virus (HIV) (Colloidal Gold Device) (P/Ns WJ-1810), manufactured by Beijing Wantai Biological Pharmacy Enterprise Company Limited, China, until performance related feedback is received from the WHO.
2025-02-21 | HIV RDT EL 009 | None Specified | Removed Rapid Test for Rapid Test for Antibody Human Immunodeficiency Virus (HIV) (Colloidal Gold Device) (P/Ns WJ-1810E), manufactured by Beijing Wantai Biological Pharmacy Enterprise Company Limited, China, until performance related feedback is received from the WHO.
2025-02-21 | HIV RDT EL 010 | None Specified | Removed Rapid Test for Rapid Test for Antibody Human Immunodeficiency Virus (HIV) (Colloidal Gold Device) (P/Ns WJ-1850), manufactured by Beijing Wantai Biological Pharmacy Enterprise Company Limited, China, until performance related feedback is received from the WHO.
2025-02-21 | HIV RDT EL 011 | None Specified | Removed Rapid Test for Rapid Test for Antibody Human Immunodeficiency Virus (HIV) (Colloidal Gold Device) (P/Ns WJ-1850E), manufactured by Beijing Wantai Biological Pharmacy Enterprise Company Limited, China, until performance related feedback is received from the WHO.
2025-02-21 | HIV RDT EL 073 | None Specified | Removed Rapid Test for Rapid Test for Antibody Human Immunodeficiency Virus (HIV) (Colloidal Gold Device) (P/Ns WJ-1810EL), manufactured by Beijing Wantai Biological Pharmacy Enterprise Company Limited, China, until performance related feedback is received from the WHO.
2025-02-21 | HIV RDT EL 074 | None Specified | Removed Rapid Test for Rapid Test for Antibody Human Immunodeficiency Virus (HIV) (Colloidal Gold Device) (P/Ns WJ-1850EL), manufactured by Beijing Wantai Biological Pharmacy Enterprise Company Limited, China, until performance related feedback is received from the WHO.
2025-02-21 | HIV RDT EL 075 | None Specified | Removed Rapid Test for Rapid Test for Antibody Human Immunodeficiency Virus (HIV) (Colloidal Gold Device) (P/Ns WJ-18S10EL), manufactured by Beijing Wantai Biological Pharmacy Enterprise Company Limited, China, until performance related feedback is received from the WHO.
2025-02-21 | HIV RDT EL 076 | None Specified | Removed Rapid Test for Rapid Test for Antibody Human Immunodeficiency Virus (HIV) (Colloidal Gold Device) (P/Ns WJ-18S50EL), manufactured by Beijing Wantai Biological Pharmacy Enterprise Company Limited, China, until performance related feedback is received from the WHO.
2025-02-21 | HIV RDT EL 107 | None Specified | Removed Rapid Test for Rapid Test for Antibody Human Immunodeficiency Virus (HIV) (Colloidal Gold Device) (P/Ns WJ-18S10), manufactured by Beijing Wantai Biological Pharmacy Enterprise Company Limited, China, until performance related feedback is received from the WHO.
2025-02-21 | HIV RDT EL 108 | None Specified | Removed Rapid Test for Rapid Test for Antibody Human Immunodeficiency Virus (HIV) (Colloidal Gold Device) (P/Ns WJ-18S10E), manufactured by Beijing Wantai Biological Pharmacy Enterprise Company Limited, China, until performance related feedback is received from the WHO.
2025-02-21 | HIV RDT EL 109 | None Specified | Removed Rapid Test for Rapid Test for Antibody Human Immunodeficiency Virus (HIV) (Colloidal Gold Device) (P/Ns WJ-18S50), manufactured by Beijing Wantai Biological Pharmacy Enterprise Company Limited, China, until performance related feedback is received from the WHO.
2025-02-21 | HIV RDT EL 110 | None Specified | Removed Rapid Test for Rapid Test for Antibody Human Immunodeficiency Virus (HIV) (Colloidal Gold Device) (P/Ns WJ-18S50E), manufactured by Beijing Wantai Biological Pharmacy Enterprise Company Limited, China, until performance related feedback is received from the WHO.
2025-02-14 | HIV RDT EL 139 | None Specified | Updated a Abbott Rapid Diagnostics Jena GmbH Panbio™ HIV Verification Test 29011-W20 20 Tests, None Specified. "Manufacturer Product Unique ID" was updated to "29011-W20" from "29011W20"
2025-02-14 | HIV RDT EL 140 | None Specified | Updated a Abbott Rapid Diagnostics Jena GmbH Panbio™ HIV Verification Test 29011AW20 20 Tests, None Specified. "Manufacturer Product Unique ID" was updated to "29011AW20" from "29011W20"
2025-01-24 | Not Available | Not Available | Removed several duplicate entries for One Step HIV1/2 Whole Blood/Serum/Plasma Test
2025-01-24 | HIV RDT EL 168 | Not Available | Added Determine HIV 1/2 (P/N 7D2343SETDSN), which is an internal Abbott number that is reflected in orders but not in the product labeling. WHO prequalified part number 7D2343SET is reflected in the product labeling.
2024-10-07 | HIV RDT EL 081 | Not Available | Updated information for P/N 09HIV20D per PQDx 0382-117-00, May 2024, v3.0.
2024-10-07 | HIV RDT EL 082 | Not Available | Updated information for P/N 09HIV20D per PQDx 0382-117-00, May 2024, v3.0.
2024-10-07 | HIV RDT EL 050 | Not Available | Corrected kit contents in Bioline HIV/Syphilis Duo (P/N 06FK30).
2024-10-07 | HIV RDT EL 124 | Not Available | Updated Wondfo HIV Self-Test (P/Ns W006P0058); manufactured by Guangzhou Wondfo Biotech Co., Ltd.; WHO PQDx 0357-004-01 July 2024, v2.0
2024-10-07 | HIV RDT EL 125 | Not Available | Updated Wondfo HIV Self-Test (P/Ns W006P0059); manufactured by Guangzhou Wondfo Biotech Co., Ltd.; WHO PQDx 0357-004-01 July 2024, v2.0
2024-10-07 | HIV RDT EL 126 | Not Available | Updated Wondfo HIV Self-Test (P/Ns W006P0060); manufactured by Guangzhou Wondfo Biotech Co., Ltd.; WHO PQDx 0357-004-01 July 2024, v2.0
2024-10-07 | HIV RDT EL 091 | Not Available | Updated STANDARD Q HIV 1/2 Ab 3 Line Test (P/Ns: 09HIV30DM); manufactured by SD Biosensor, Inc.; per WHO PQDx 0383-117-00, May 2024, v3.0
2024-10-07 | HIV RDT EL 092 | Not Available | Updated STANDARD Q HIV 1/2 Ab 3 Line Test (P/Ns: 09HIV30DM); manufactured by SD Biosensor, Inc.; per WHO PQDx 0383-117-00, May 2024, v3.0
2024-10-07 | HIV RDT EL 089 | Not Available | Updated STANDARD Q HIV 1/2 Ab 3 Line Test (P/Ns: 09HIV30D); manufactured by SD Biosensor, Inc.; per WHO PQDx 0383-117-00, May 2024, v3.0
2024-10-07 | HIV RDT EL 090 | Not Available | Updated STANDARD Q HIV 1/2 Ab 3 Line Test (P/Ns: 09HIV30D); manufactured by SD Biosensor, Inc.; per WHO PQDx 0383-117-00, May 2024, v3.0
2024-10-07 | HIV RDT EL 152 | Not Available | Updated TrinScreen HIV (P/N 5551100) manufactured by Trinity Biotech Manufacturing Ltd., per PQDx 0473-052-00, May 2024, v2.0
2024-04-16 | HIV RDT EL 157 | Not Available | Added MERISCREEN HIV 1-2 WB additional pack sizes (P/Ns: HVWRPD-09) manufactured by Meril Diagnostics Pvt. Ltd.; per WHO PQDx 0464-074-00 October 2023, v4.0
2024-04-16 | HIV RDT EL 158 | Not Available | Added MERISCREEN HIV 1-2 WB additional pack sizes (P/Ns: HVWRPD-10) manufactured by Meril Diagnostics Pvt. Ltd.; per WHO PQDx 0464-074-00 October 2023, v4.0
2024-04-16 | HIV RDT EL 159 | Not Available | Added MERISCREEN HIV 1-2 WB additional pack sizes (P/Ns: HVWRPD-11) manufactured by Meril Diagnostics Pvt. Ltd.; per WHO PQDx 0464-074-00 October 2023, v4.0
2024-04-16 | HIV RDT EL 160 | Not Available | Added MERISCREEN HIV 1-2 WB additional pack sizes (P/Ns: HVWRPD-12) manufactured by Meril Diagnostics Pvt. Ltd.; per WHO PQDx 0464-074-00 October 2023, v4.0
2024-04-05 | HIV RDT EL 013 | Not Available | Updated INSTI HIV-1/HIV-2 Antibody Test (P/N: 90-1021) manufactured by bioLytical Laboratories pack size from 1 test kit to 48 test kits and Content Description (PQDx 0002-002-00)
2024-04-05 | HIV RDT EL 156 | Not Available | Added Determine HIV Controls (P/N 7D2253), manufactured by Abbott Diagnostics Medical Co. Ltd. This product is limited for use with Determine HIV Early Detect HIV RDTs.
2024-01-23 | HIV RDT EL 152 | Not Available | Added TrinScreen HIV (P/N 5551100) manufactured by Trinity Biotech Manufacturing Ltd., per PQDx 0473-052-00, v1.0
2024-01-23 | HIV RDT EL 050 | Not Available | Added an alternative pickup site for Bioline HIV/Syphilis Duo Test kits (P/Ns: 06FK30) manufactured by Abbott Diagnostics Korea Inc: B-block, (705 Sin-dong), Hwaseong-Dongtan Mulryu 48 Dongtanmulryu-ro, Hwaseong-si, Gyeonggi-do, Korea (PC:18465)
2024-01-23 | HIV RDT EL 051 | Not Available | Added an alternative pickup site for Bioline HIV/Syphilis Duo Test kits (P/Ns:06FK35) manufactured by Abbott Diagnostics Korea Inc: B-block, (705 Sin-dong), Hwaseong-Dongtan Mulryu 48 Dongtanmulryu-ro, Hwaseong-si, Gyeonggi-do, Korea (PC:18465)
2024-01-23 | HIV RDT EL 122 | Not Available | Added an alternative pickup site for Bioline HIV/Syphilis Duo Test kits (P/Ns:06FK37) manufactured by Abbott Diagnostics Korea Inc: B-block, (705 Sin-dong), Hwaseong-Dongtan Mulryu 48 Dongtanmulryu-ro, Hwaseong-si, Gyeonggi-do, Korea (PC:18465)
2023-12-22 | HIV RDT EL 151 | Not Available | Added ONE STEP Anti-HIV (1&2) Test (P/N ITPW02154-TC40) manufactured by InTec Products, INC., per PQDx 0372-017-00, October 2023, v3.0.
2023-10-25 | HIV RDT EL 150 | Not Available | Added First Response HIV1+2/Syphilis Combo Card Test (P/N 120FRC25-SA) manufactured by Premier Medical Corporation Private Limited, per PQDx 0364-010-00, August 2023, v3.0
2023-10-25 | HIV RDT EL 060 | Not Available | Updated First Response HIV1+2/Syphilis Combo Card Test (P/Ns: I20FRC25) manufactured by Premier Medical Corporation Private Limited, shelf-life from 30 months to 24 months, per PQDx 0364-010-00, August 2023, v3.0
2023-10-25 | HIV RDT EL 061 | Not Available | Updated First Response HIV1+2/Syphilis Combo Card Test (P/Ns: I20FRC30) manufactured by Premier Medical Corporation Private Limited, shelf-life from 30 months to 24 months, per PQDx 0364-010-00, August 2023, v3.0
2023-10-25 | HIV RDT EL 062 | Not Available | Updated First Response HIV1+2/Syphilis Combo Card Test (P/Ns: I20FRC50) manufactured by Premier Medical Corporation Private Limited, shelf-life from 30 months to 24 months, per PQDx 0364-010-00, August 2023, v3.0
2023-10-25 | HIV RDT EL 063 | Not Available | Updated First Response HIV1+2/Syphilis Combo Card Test (P/Ns: I20FRC60) manufactured by Premier Medical Corporation Private Limited, shelf-life from 30 months to 24 months, per PQDx 0364-010-00, August 2023, v3.0
2023-10-25 | HIV RDT EL 064 | Not Available | Updated First Response HIV1+2/Syphilis Combo Card Test (P/Ns: 120FRC100) manufactured by Premier Medical Corporation Private Limited, shelf-life from 30 months to 24 months, per PQDx 0364-010-00, August 2023, v3.0
2023-08-04 | HIV RDT EL 149 | Not Available | Added Asanté™ HIV-1 Rapid Recency™ Assay (P/N 1130-020), 20 kit size configuration, manufactured by Sedia Biosciences Corporation. NOTE: This product is FOR RESEARCH USE ONLY.
2023-07-21 | HIV RDT EL 021 | Not Available | Changed the QA category of HIV 1/2 Stat-Pak (P/Ns: HIV101), manufactured by Chembio Diagnostic Systems, from "QUALIFIED" to "CERTIFIED" based on the FHI 360 2022 report card review.
2023-07-21 |  | Not Available | Changed the QA category of HIV 1/2 Stat-Pak (P/Ns: HIV101N), manufactured by Chembio Diagnostic Systems, from "QUALIFIED" to "CERTIFIED" based on the FHI 360 2022 report card review.
2023-06-21 | HIV RDT EL 148 | Not Available | Added MERISCREEN HIV 1-2 WB (P/Ns: HVWRPD-08) manufactured by Meril Diagnostics Pvt. Ltd.; per WHO PQDx 0464-074-00 April 2023, v3.0
2023-06-21 | HIV RDT EL 147 | Not Available | Added MERISCREEN HIV 1-2 WB (P/Ns: HVWRPD-07) manufactured by Meril Diagnostics Pvt. Ltd.; per WHO PQDx 0464-074-00 April 2023, v3.0
2023-06-21 | HIV RDT EL 146 | Not Available | Added MERISCREEN HIV 1-2 WB (P/Ns: HVWRPD-06) manufactured by Meril Diagnostics Pvt. Ltd.; per WHO PQDx 0464-074-00 April 2023, v3.0
2023-03-24 | HIV RDT EL 012 | Not Available | Reinstated INSTI™ HIV -1/HIV-2 Antibody Test (P/Ns: 90-1010) manufactured by BioLytical Laboratories; per WHO PQDx 0002-002-00 November 2019, v5.0
2023-03-24 | HIV RDT EL 014 | Not Available | Reinstated INSTI™ HIV -1/HIV-2 Antibody Test (P/Ns: 90-1013) manufactured by BioLytical Laboratories; per WHO PQDx 0002-002-00 November 2019, v5.0
2023-03-24 | HIV RDT EL 015 | Not Available | Reinstated INSTI™ HIV -1/HIV-2 Antibody Test (P/Ns: 90-1022) manufactured by BioLytical Laboratories; per WHO PQDx 0002-002-00 November 2019, v5.0
2023-03-24 | HIV RDT EL 095 | Not Available | Reinstated INSTI™ HIV -1/HIV-2 Antibody Test (P/Ns: 90-1038) manufactured by BioLytical Laboratories; per WHO PQDx 0002-002-00 November 2019, v5.0
2023-03-24 | HIV RDT EL 096 | Not Available | Reinstated INSTI™ HIV -1/HIV-2 Antibody Test (P/Ns: 90-1064) manufactured by BioLytical Laboratories; per WHO PQDx 0002-002-00 November 2019, v5.0
2023-03-24 | HIV RDT EL 084 | Not Available | Reinstated MERISCREEN HIV 1-2 WB (P/Ns: HVWRPD-01) manufactured by Meril Diagnostics Pvt. Ltd.; per WHO PQDx 0464-074-00 March 2022, v2.0
2023-03-24 | HIV RDT EL 085 | Not Available | Reinstated MERISCREEN HIV 1-2 WB (P/Ns: HVWRPD-02) manufactured by Meril Diagnostics Pvt. Ltd.; per WHO PQDx 0464-074-00 March 2022, v2.0
2023-03-24 | HIV RDT EL 054 | Not Available | Reinstated Genie™ Fast HIV 1/2 (P/Ns: 72327) manufactured by Bio-Rad Laboratories; per WHO PQDx 0153-031-00 December 2021, v4.0
2023-03-24 | HIV RDT EL 055 | Not Available | Reinstated Genie™ Fast HIV 1/2 (P/Ns: 72327) manufactured by Bio-Rad Laboratories; per WHO PQDx 0153-031-00 December 2021, v4.0
2023-03-24 | HIV RDT EL 058 | Not Available | Reinstated Genie™ Fast HIV 1/2 (P/Ns: 72330) manufactured by Bio-Rad Laboratories; per WHO PQDx 0153-031-00 December 2021, v4.0
2023-03-24 | HIV RDT EL 059 | Not Available | Reinstated Genie™ Fast HIV 1/2 (P/Ns: 72330) manufactured by Bio-Rad Laboratories; per WHO PQDx 0153-031-00 December 2021, v4.0
2023-03-24 | HIV RDT EL 057 | Not Available | Reinstated Genie™ Fast HIV 1/2 (P/Ns: 72347) manufactured by Bio-Rad Laboratories; per WHO PQDx 0153-031-00 December 2021, v4.0
2023-03-24 | HIV RDT EL 056 | Not Available | Reinstated Genie™ Fast HIV 1/2 (P/Ns: 72347) manufactured by Bio-Rad Laboratories; per WHO PQDx 0153-031-00 December 2021, v4.0
2023-03-24 | HIV RDT EL 016 | Not Available | Reinstated Geenius™ HIV 1/2 Confirmatory Assay (P/N:72460) with Geenius™ HIV 1/2 Confirmatory Controls (P/N: 72329); manufactured by Bio-Rad Laboratories; per WHO PQDx 0181-031-00, March 2017, v3.0
2023-03-24 | HIV RDT EL 019 | Not Available | Reinstated Sure Check HIV 1/ 2 Assay, HIV 201 (P/N: 60-9527-0); manufactured by Chembio Diagnostic Systems, Inc.; per WHO PQDx 0054-006-00 April 2020, v3.0
2023-03-24 | HIV RDT EL 018 | Not Available | Reinstated DPP® HIV 1/2 Assay (P/N: 65-9506-0) manufactured by Chembio Diagnostic Systems, Inc., per WHO PQDx 0053-006-00 February 2018, v3.0
2023-03-24 | HIV RDT EL 112 | Not Available | Reinstated One Step HIV1/2 Whole Blood/Serum/Plasma Test (P/Ns: W006-C4P2-F) manufactured by Guangzhou Wondfo Biotech Co., Ltd.; per WHO PQDx 0357-004-00 August 2021, v3.0
2023-03-24 | HIV RDT EL 114 | Not Available | Added One Step HIV1/2 Whole Blood/Serum/Plasma Test (P/Ns: W006-P0046); manufactured by Guangzhou Wondfo Biotech Co., Ltd.; per WHO PQDx 0357-004-00 August 2021, v3.0
2023-03-24 | HIV RDT EL 115 | Not Available | Added One Step HIV1/2 Whole Blood/Serum/Plasma Test (P/Ns: W006-P0047); manufactured by Guangzhou Wondfo Biotech Co., Ltd.; per WHO PQDx 0357-004-00 August 2021, v3.0
2023-03-24 | HIV RDT EL 065 | Not Available | Reinstated ONE STEP Anti-HIV (1&2) Test (P/Ns: ITPW02152-TC40) manufactured by InTec PRODUCTS, INC.; per WHO PQDx 0372-017-00, February 2020, v2.0
2023-03-24 | HIV RDT EL 066 | Not Available | Reinstated ONE STEP Anti-HIV (1&2) Test (P/Ns: ITPW02152-TC25) manufactured by InTec PRODUCTS, INC.; per WHO PQDx 0372-017-00, February 2020, v2.0
2023-03-24 | HIV RDT EL 067 | Not Available | Reinstated ONE STEP Anti-HIV (1&2) Test (P/Ns: ITPW02153-TC40) manufactured by InTec PRODUCTS, INC.; per WHO PQDx 0372-017-00, February 2020, v2.0
2023-03-24 | HIV RDT EL 145 | Not Available | Added ONE STEP Anti-HIV (1&2) Test (P/N: ITPW02153-TC40SA); manufactured by InTec PRODUCTS, INC.; per WHO PQDx 0372-017-00, February 2020, v2.0
2023-03-24 | HIV RDT EL 089 | Not Available | Reinstated STANDARD Q HIV 1/2 Ab 3 Line Test (P/Ns: 09HIV30D); manufactured by SD Biosensor, Inc.; per WHO PQDx 0383-117-00, June 2020, v1.0
2023-03-24 | HIV RDT EL 090 | Not Available | Reinstated STANDARD Q HIV 1/2 Ab 3 Line Test (P/Ns: 09HIV30D); manufactured by SD Biosensor, Inc.; per WHO PQDx 0383-117-00, June 2020, v1.0
2023-03-24 | HIV RDT EL 091 | Not Available | Reinstated STANDARD Q HIV 1/2 Ab 3 Line Test (P/Ns: 09HIV30DM); manufactured by SD Biosensor, Inc.; per WHO PQDx 0383-117-00, June 2020, v1.0
2023-03-24 | HIV RDT EL 092 | Not Available | Reinstated STANDARD Q HIV 1/2 Ab 3 Line Test (P/Ns: 09HIV30DM); manufactured by SD Biosensor, Inc.; per WHO PQDx 0383-117-00, June 2020, v1.0
2023-03-24 | HIV RDT EL 141 | Not Available | Added ABON HIV 1/2/O Tri-Line Human Immunodeficiency Virus Rapid Test Device new product codes (P/Ns: IHI-T402WD); manufactured by ABON Biopharm Hangzhou Co., Ltd.; per WHO PQDx 0141-051-00, December 2022, v8.0
2023-03-24 | HIV RDT EL 142 | Not Available | Added ABON HIV 1/2/O Tri-Line Human Immunodeficiency Virus Rapid Test Device new product codes (P/Ns: IHI-T402WE); manufactured by ABON Biopharm Hangzhou Co., Ltd.; per WHO PQDx 0141-051-00, December 2022, v8.0
2023-03-24 | HIV RDT EL 143 | Not Available | Added ABON HIV 1/2/O Tri-Line Human Immunodeficiency Virus Rapid Test Device new product codes (P/Ns: IHI-T402WF); manufactured by ABON Biopharm Hangzhou Co., Ltd.; per WHO PQDx 0141-051-00, December 2022, v8.0
2023-03-24 | HIV RDT EL 144 | Not Available | Added ABON HIV 1/2/O Tri-Line Human Immunodeficiency Virus Rapid Test Device new product codes (P/Ns: IHI-T402WI); manufactured by ABON Biopharm Hangzhou Co., Ltd.; per WHO PQDx 0141-051-00, December 2022, v8.0
2022-09-28 | HIV RDT EL 121 | Not Available | Updated CheckNOW HIV Self-Test (P/N: 29012-W01) manufactured by Abbott Rapid Diagnostics Jena GmbH; Shelf-life extension from 18 months to 24 months per WHO PQDx 0481-032-00 June 2022, v2.0
2022-09-28 | HIV RDT EL 025 | Not Available | The following updates were made to OraQuick® HIV Self-Tests: Part numbers of 5X4-1001 changed to include a suffix of ### that will indicate country codes relating to IFU language, per PQDx 0159-055-01, August 2022, v7.0
2022-09-28 | HIV RDT EL 026 | Not Available | The following updates were made to OraQuick® HIV Self-Tests: Part numbers of 5X4-1001 changed to include a suffix of ### that will indicate country codes relating to IFU language, per PQDx 0159-055-01, August 2022, v7.0
2022-09-28 | HIV RDT EL 027 | Not Available | The following updates were made to OraQuick® HIV Self-Tests: Part numbers of 5X4-1001 changed to include a suffix of ### that will indicate country codes relating to IFU language, per PQDx 0159-055-01, August 2022, v7.0
2022-09-28 | HIV RDT EL 022 | Not Available | The following updates were made to OraQuick® HIV Self-Tests: Part numbers of 5X4-1000 changed to include a suffix of ### that will indicate country codes relating to IFU language, per PQDx 0159-055-01, August 2022, v7.0
2022-09-28 | HIV RDT EL 023 | Not Available | The following updates were made to OraQuick® HIV Self-Tests: Part numbers of 5X4-1000 changed to include a suffix of ### that will indicate country codes relating to IFU language, per PQDx 0159-055-01, August 2022, v7.0
2022-09-28 | HIV RDT EL 024 | Not Available | The following updates were made to OraQuick® HIV Self-Tests: Part numbers of 5X4-1000 changed to include a suffix of ### that will indicate country codes relating to IFU language, per PQDx 0159-055-01, August 2022, v7.0
2022-09-28 | HIV RDT EL 028 | Not Available | The following updates were made to OraQuick® HIV Self-Tests: Part numbers of 5X4-2001 changed to include a suffix of ### that will indicate country codes relating to IFU language, per PQDx 0159-055-01, August 2022, v7.0
2022-09-28 | HIV RDT EL 028 | Not Available | Updated OraQuick® HIV Self-Test (P/Ns: 5x4-2001.###) to reflect kit configuration change from 100 Test/Box to 200 Tests/Box per WHO PQDx 0159-055-01 August 2022, v7.0. The product is manufactured by OraSure Technologies, Inc.
2022-09-28 | HIV RDT EL 130 | Not Available | Added OraQuick® HIV Self-Test (P/Ns: 5x4-7000.050), manufactured by OraSure Technologies, Inc. per WHO PQDx 0159-055-01 August 2022, v7.0
2022-09-28 | HIV RDT EL 131 | Not Available | Added OraQuick® HIV Self-Test (P/Ns: 5x4-7000.050), manufactured by OraSure Technologies, Inc. per WHO PQDx 0159-055-01 August 2022, v7.0
2022-09-28 | HIV RDT EL 132 | Not Available | Added OraQuick® HIV Self-Test (P/Ns: 5x4-7000.050), manufactured by OraSure Technologies, Inc. per WHO PQDx 0159-055-01 August 2022, v7.0
2022-09-28 | HIV RDT EL 136 | Not Available | Added OraQuick® HIV Self-Test (P/Ns: 5x4-70000.250), manufactured by OraSure Technologies, Inc. per WHO PQDx 0159-055-01 August 2022, v7.0
2022-09-28 | HIV RDT EL 137 | Not Available | Added OraQuick® HIV Self-Test (P/Ns: 5x4-70000.250), manufactured by OraSure Technologies, Inc. per WHO PQDx 0159-055-01 August 2022, v7.0
2022-09-28 | HIV RDT EL 138 | Not Available | Added OraQuick® HIV Self-Test (P/Ns: 5x4-70000.250), manufactured by OraSure Technologies, Inc. per WHO PQDx 0159-055-01 August 2022, v7.0
2022-09-28 | HIV RDT EL 133 | Not Available | Added OraQuick® HIV Self-Test (P/Ns: 5x4-7000.200), manufactured by OraSure Technologies, Inc. per WHO PQDx 0159-055-01 August 2022, v7.0
2022-09-28 | HIV RDT EL 134 | Not Available | Added OraQuick® HIV Self-Test (P/Ns: 5x4-7000.200), manufactured by OraSure Technologies, Inc. per WHO PQDx 0159-055-01 August 2022, v7.0
2022-09-28 | HIV RDT EL 135 | Not Available | Added OraQuick® HIV Self-Test (P/Ns: 5x4-7000.200), manufactured by OraSure Technologies, Inc. per WHO PQDx 0159-055-01 August 2022, v7.0
2022-09-28 | HIV RDT EL 044 | Not Available | Updated Diagnostic kit for HIV (1+2) antibody (colloidal gold) V2 (P/N: KH-R-02); manufactured by Shanghai Kehua Bio-engineering Co., Ltd (KHB); shelf-life extension from 18 months to 24 months per WHO PQDx 0267-037-00 June 2022, v4.0
2022-09-28 | HIV RDT EL 045 | Not Available | Updated Diagnostic kit for HIV (1+2) antibody (colloidal gold) V2 (P/N: R-401-50-C-2); manufactured by Shanghai Kehua Bio-engineering Co., Ltd (KHB); shelf-life extension from 18 months to 24 months per WHO PQDx 0267-037-00 June 2022, v4.0
2022-09-28 | HIV RDT EL 142 | Not Available | Added HIV (1+2) antibody (colloidal gold) V2 (P/Ns: A-GOLD-01), manufactured by Shanghai Kehua Bio-engineering Co., Ltd (KHB); per WHO PQDx 0267-037-00 June 2022, v4.0
2022-09-28 | HIV RDT EL 143 | Not Available | Added HIV (1+2) antibody (colloidal gold) V2 (P/Ns: KH-R-03), manufactured by Shanghai Kehua Bio-engineering Co., Ltd (KHB); per WHO PQDx 0267-037-00 June 2022, v4.0
2022-09-28 | HIV RDT EL 129 | Not Available | Added HIV (1+2) antibody (colloidal gold) V2 (P/Ns: R-401-50-C-3), manufactured by Shanghai Kehua Bio-engineering Co., Ltd (KHB); per WHO PQDx 0267-037-00 June 2022, v4.0
2022-09-28 | HIV RDT EL 031 | Not Available | Corrected OraQuick® HIV-1/2 Rapid Antibody Tests (P/Ns 5X4-0010), manufactured by OraSure Technologies, to reflect the correct WHO PQDx report number of PQDx 0159-055-00, Nov 2021, v10.0
2022-09-28 | HIV RDT EL 032 | Not Available | Corrected OraQuick® HIV-1/2 Rapid Antibody Tests (P/Ns 5X4-0010), manufactured by OraSure Technologies, to reflect the correct WHO PQDx report number of PQDx 0159-055-00, Nov 2021, v10.0
2022-09-28 | HIV RDT EL 033 | Not Available | Corrected OraQuick® HIV-1/2 Rapid Antibody Tests (P/Ns 5X4-0010), manufactured by OraSure Technologies, to reflect the correct WHO PQDx report number of PQDx 0159-055-00, Nov 2021, v10.0
2022-09-28 | HIV RDT EL 034 | Not Available | Corrected OraQuick® HIV-1/2 Rapid Antibody Tests (P/Ns 5X4-0012), manufactured by OraSure Technologies, to reflect the correct WHO PQDx report number of PQDx 0159-055-00, Nov 2021, v10.0
2022-09-28 | HIV RDT EL 035 | Not Available | Corrected OraQuick® HIV-1/2 Rapid Antibody Tests (P/Ns 5X4-0012), manufactured by OraSure Technologies, to reflect the correct WHO PQDx report number of PQDx 0159-055-00, Nov 2021, v10.0
2022-09-28 | HIV RDT EL 036 | Not Available | Corrected OraQuick® HIV-1/2 Rapid Antibody Tests (P/Ns 5X4-0012), manufactured by OraSure Technologies, to reflect the correct WHO PQDx report number of PQDx 0159-055-00, Nov 2021, v10.0
2022-07-26 | HIV RDT EL 054 | Not Available | Reinstated Genie™ Fast HIV 1/2 (P/Ns: 72327); manufactured by Bio-Rad Laboratories; WHO PQDx 0153-031-00 December 2021, v 4.0
2022-07-26 | HIV RDT EL 055 | Not Available | Reinstated Genie™ Fast HIV 1/2 (P/Ns: 72327); manufactured by Bio-Rad Laboratories; WHO PQDx 0153-031-00 December 2021, v 4.0
2022-07-26 | HIV RDT EL 058 | Not Available | Reinstated Genie™ Fast HIV 1/2 (P/Ns: 72330); manufactured by Bio-Rad Laboratories; WHO PQDx 0153-031-00 December 2021, v 4.0
2022-07-26 | HIV RDT EL 059 | Not Available | Reinstated Genie™ Fast HIV 1/2 (P/Ns: 72330); manufactured by Bio-Rad Laboratories; WHO PQDx 0153-031-00 December 2021, v 4.0
2022-07-26 | HIV RDT EL 056 | Not Available | Reinstated Genie™ Fast HIV 1/2 (P/Ns: 72347); manufactured by Bio-Rad Laboratories; WHO PQDx 0153-031-00 December 2021, v 4.0
2022-07-26 | HIV RDT EL 057 | Not Available | Reinstated Genie™ Fast HIV 1/2 (P/Ns: 72347); manufactured by Bio-Rad Laboratories; WHO PQDx 0153-031-00 December 2021, v 4.0
2022-07-20 | HIV RDT EL 125 | Not Available | Added Wondfo HIV Self-Test (P/Ns W006P0059); manufactured by Guangzhou Wondfo Biotech Co., Ltd.; WHO PQDx 0357-004-01 July 2022, v 1.0
2022-07-20 | HIV RDT EL 124 | Not Available | Added Wondfo HIV Self-Test (P/Ns W006P0058); manufactured by Guangzhou Wondfo Biotech Co., Ltd.; WHO PQDx 0357-004-01 July 2022, v 1.0
2022-07-20 | HIV RDT EL 126 | Not Available | Added Wondfo HIV Self-Test (P/Ns W006P0060); manufactured by Guangzhou Wondfo Biotech Co., Ltd.; WHO PQDx 0357-004-01 July 2022, v 1.0
2022-06-07 | HIV RDT EL 123 | Not Available | Added Determine™ HIV Early Detect (P/N: 7D2843SETS) manufactured by Abbott Diagnostic Medical Co. Ltd.; WHO PQDx 0243-013-00 May 2022, v7.0
2022-06-07 | HIV RDT EL 006 | Not Available | Updated Determine™ HIV Early Detect (P/N: 7D2843SET) Content Description, manufactured by Abbott Diagnostic Medical Co. Ltd.; WHO PQDx 0243-013-00 May 2022, v7.0
2022-06-07 | HIV RDT EL 001 | Not Available | Updated Determine™ HIV-1/2 (P/Ns: 7D2342) Content Description, manufactured by Abbott Diagnostic Medical Co. Ltd.; WHO PQDx 0033-013-00 May 2022, v9.0
2022-06-07 | HIV RDT EL 002 | Not Available | Updated Determine™ HIV-1/2 (P/Ns: 7D2343) Content Description, manufactured by Abbott Diagnostic Medical Co. Ltd.; WHO PQDx 0033-013-00 May 2022, v9.0
2022-06-07 | HIV RDT EL 003 | Not Available | Updated Determine™ HIV-1/2 (P/Ns: 7D2343SET) Content Description, manufactured by Abbott Diagnostic Medical Co. Ltd.; WHO PQDx 0033-013-00 May 2022, v9.0
2022-04-19 | HIV RDT EL 122 | Not Available | Added Bioline™ HIV/Syphilis Duo (P/N 06FK37) manufactured by Abbott Diagnostic Korea Inc.; WHO PQDx 0179-012-00 March 2022, v 7.0. Per this WHO PQ version, other minor updates were made to existing items.
2022-04-11 | HIV RDT EL 121 | Not Available | Added CheckNOW HIV Self Test (P/N: 29012-W01) manufactured by Abbott Rapid Diagnostics Jena GmbH; WHO PQDx 0481-032-00 April 2022, v1.0
2022-03-18 | HIV RDT EL 113 | Not Available | Added One Step HIV 1/2 Whole Blood/Serum/Plasma Tests (P/Ns W006-P0045) manufactured by Guangzhou Wondfo Biotech Co., Ltd.; WHO PQDx 0357-004-00 August 2021, v 3.0
2022-03-18 | HIV RDT EL 114 | Not Available | Added One Step HIV 1/2 Whole Blood/Serum/Plasma Tests (P/Ns W006-P0046) manufactured by Guangzhou Wondfo Biotech Co., Ltd.; WHO PQDx 0357-004-00 August 2021, v 3.0
2022-03-18 | HIV RDT EL 115 | Not Available | Added One Step HIV 1/2 Whole Blood/Serum/Plasma Tests (P/Ns W006-P0047) manufactured by Guangzhou Wondfo Biotech Co., Ltd.; WHO PQDx 0357-004-00 August 2021, v 3.0
2022-03-18 | HIV RDT EL 116 | Not Available | Added One Step HIV 1/2 Whole Blood/Serum/Plasma Tests (P/Ns W006-P0048) manufactured by Guangzhou Wondfo Biotech Co., Ltd.; WHO PQDx 0357-004-00 August 2021, v 3.0
2022-03-18 | HIV RDT EL 112 | Not Available | Added One Step HIV 1/2 Whole Blood/Serum/Plasma Tests (P/Ns W006-C4P2-F) manufactured by Guangzhou Wondfo Biotech Co., Ltd.; WHO PQDx 0357-004-00 August 2021, v 3.0
2022-03-18 | HIV RDT EL 117 | Not Available | Added One Step HIV 1/2 Whole Blood/Serum/Plasma Tests (P/Ns W006-P0049) manufactured by Guangzhou Wondfo Biotech Co., Ltd.; WHO PQDx 0357-004-00 August 2021, v 3.0
2022-03-18 | HIV RDT EL 118 | Not Available | Added One Step HIV 1/2 Whole Blood/Serum/Plasma Tests (P/Ns W006-P0050) manufactured by Guangzhou Wondfo Biotech Co., Ltd.; WHO PQDx 0357-004-00 August 2021, v 3.0
2022-03-18 | HIV RDT EL 119 | Not Available | Added One Step HIV 1/2 Whole Blood/Serum/Plasma Tests (P/Ns W006-P0051) manufactured by Guangzhou Wondfo Biotech Co., Ltd.; WHO PQDx 0357-004-00 August 2021, v 3.0
2022-03-18 | HIV RDT EL 120 | Not Available | Added One Step HIV 1/2 Whole Blood/Serum/Plasma Tests (P/Ns W006-P0052) manufactured by Guangzhou Wondfo Biotech Co., Ltd.; WHO PQDx 0357-004-00 August 2021, v 3.0
2022-02-18 | HIV RDT EL 107 | Not Available | Changed Rapid Test for Antibody Human Immunodeficiency Virus (HIV) (Colloidal Gold Device) variants (WJ-18S10) WHO PQDX 0005-005-00 from May 2016, v3.0 to July 2020, v4.0
2022-02-18 | HIV RDT EL 108 | Not Available | Changed Rapid Test for Antibody Human Immunodeficiency Virus (HIV) (Colloidal Gold Device) variants (WJ-18S10E) WHO PQDX 0005-005-00 from May 2016, v3.0 to July 2020, v4.0
2022-02-18 | HIV RDT EL 109 | Not Available | Changed Rapid Test for Antibody Human Immunodeficiency Virus (HIV) (Colloidal Gold Device) variants (WJ-18S50) WHO PQDX 0005-005-00 from May 2016, v3.0 to July 2020, v4.0
2022-02-18 | HIV RDT EL 112 | Not Available | Changed Rapid Test for Antibody Human Immunodeficiency Virus (HIV) (Colloidal Gold Device) variants (WJ-18S50E) WHO PQDX 0005-005-00 from May 2016, v3.0 to July 2020, v4.0
2022-02-10 | HIV RDT EL 022 | Not Available | Updated OraQuick® HIV Self-Test (P/Ns: 5x4-1000): Added disposal bag per WHO PQDx 0159-055-01, December 2021, v6.0
2022-02-10 | HIV RDT EL 023 | Not Available | Updated OraQuick® HIV Self-Test (P/Ns: 5x4-1000): Added disposal bag per WHO PQDx 0159-055-01, December 2021, v6.0
2022-02-10 | HIV RDT EL 024 | Not Available | Updated OraQuick® HIV Self-Test (P/Ns: 5x4-1000): Added disposal bag per WHO PQDx 0159-055-01, December 2021, v6.0
2022-02-10 | HIV RDT EL 025 | Not Available | Updated OraQuick® HIV Self-Test (P/Ns: 5x4-1001): Added disposal bag per WHO PQDx 0159-055-01, December 2021, v6.0
2022-02-10 | HIV RDT EL 026 | Not Available | Updated OraQuick® HIV Self-Test (P/Ns: 5x4-1001): Added disposal bag per WHO PQDx 0159-055-01, December 2021, v6.0
2022-02-10 | HIV RDT EL 027 | Not Available | Updated OraQuick® HIV Self-Test (P/Ns: 5x4-1001): Added disposal bag per WHO PQDx 0159-055-01, December 2021, v6.0
2022-02-10 | HIV RDT EL 077 | Not Available | Updated QA unique identifier for Uni-Gold™ HIV 1206502-100
2022-02-10 | HIV RDT EL 019 | Not Available | Updated QA Unique identifier for Sure Check® HIV 1/2 Assay HIV 201 (60-9527-0)
2022-02-10 | HIV RDT EL 106 | Not Available | Added Trinity Biotech Manufacturing Ltd. - Uni-gold HIV variants (1206502-C) as per WHO PQDx 0149-052-00 April 2021, v.11
2022-02-10 | HIV RDT EL 105 | Not Available | Added Trinity Biotech Manufacturing Ltd. - Uni-gold HIV variants (1206502-C100) as per WHO PQDx 0149-052-00 April 2021, v.11
2022-02-10 | HIV RDT EL 107 | Not Available | Added Rapid Test for Antibody Human Immunodeficiency Virus (HIV) (Colloidal Gold Device) variants (WJ-18S10) per WHO PQDX 0005-005-00 May 2016, v 3.0
2022-02-10 | HIV RDT EL 108 | Not Available | Added Rapid Test for Antibody Human Immunodeficiency Virus (HIV) (Colloidal Gold Device) variants (WJ-18S10E) per WHO PQDX 0005-005-00 May 2016, v 3.0
2022-02-10 | HIV RDT EL 109 | Not Available | Added Rapid Test for Antibody Human Immunodeficiency Virus (HIV) (Colloidal Gold Device) variants (WJ-18S50) per WHO PQDX 0005-005-00 May 2016, v 3.0
2022-02-10 | HIV RDT EL 110 | Not Available | Added Rapid Test for Antibody Human Immunodeficiency Virus (HIV) (Colloidal Gold Device) variants (WJ-18S50E) per WHO PQDX 0005-005-00 May 2016, v 3.0
2022-02-10 | HIV RDT EL 081 | Not Available | Added SD Biosensor, Inc - STANDARD Q HIV/Syphilis Combo Test (09HIV20D) as per WHO PQDx 0382-117-00 May 2020, v1.0
2022-02-10 | HIV RDT EL 082 | Not Available | Added SD Biosensor, Inc - STANDARD Q HIV/Syphilis Combo Test (09HIV20D) as per WHO PQDx 0382-117-00 May 2020, v1.0
2021-09-30 | HIV RDT EL 022 | Not Available | Updated OraQuick® HIV Self-Test (P/Ns: 5x4-1000) manufactured in Thailand for OraSure Technologies, Inc. USA per WHO PQDx 0159-055-01
2021-09-30 | HIV RDT EL 023 | Not Available | Updated OraQuick® HIV Self-Test (P/Ns: 5x4-1000) manufactured in Thailand for OraSure Technologies, Inc. USA per WHO PQDx 0159-055-01
2021-09-30 | HIV RDT EL 024 | Not Available | Updated OraQuick® HIV Self-Test (P/Ns: 5x4-1000) manufactured in Thailand for OraSure Technologies, Inc. USA per WHO PQDx 0159-055-01
2021-09-30 | HIV RDT EL 025 | Not Available | Updated OraQuick® HIV Self-Test (P/Ns: 5x4-1001) manufactured in Thailand for OraSure Technologies, Inc. USA per WHO PQDx 0159-055-01
2021-09-30 | HIV RDT EL 026 | Not Available | Updated OraQuick® HIV Self-Test (P/Ns: 5x4-1001) manufactured in Thailand for OraSure Technologies, Inc. USA per WHO PQDx 0159-055-01
2021-09-30 | HIV RDT EL 027 | Not Available | Updated OraQuick® HIV Self-Test (P/Ns: 5x4-1001) manufactured in Thailand for OraSure Technologies, Inc. USA per WHO PQDx 0159-055-01
2021-09-30 | HIV RDT EL 028 | Not Available | Updated OraQuick® HIV Self-Test (P/Ns: 5x4-2001) manufactured in Thailand for OraSure Technologies, Inc. USA per WHO PQDx 0159-055-01
2021-09-30 | HIV RDT EL 029 | Not Available | Updated OraQuick® HIV Self-Test (P/Ns: 5x4-2001) manufactured in Thailand for OraSure Technologies, Inc. USA per WHO PQDx 0159-055-01
2021-09-30 | HIV RDT EL 030 | Not Available | Updated OraQuick® HIV Self-Test (P/Ns: 5x4-2001) manufactured in Thailand for OraSure Technologies, Inc. USA per WHO PQDx 0159-055-01
2021-09-30 | HIV RDT EL 052 | Not Available | Updated Uni-Gold HIV manufactured by Trinity Biotech Manufacturing Ltd. Shelf life from 12 months to 20 months for product codes: 1206502 as per PQDx 0149-052-00 update
2021-09-30 | HIV RDT EL 053 | Not Available | Updated Uni-Gold HIV manufactured by Trinity Biotech Manufacturing Ltd. Shelf life from 12 months to 20 months for product codes: 1206502N as per PQDx 0149-052-00 update
2021-09-30 | HIV RDT EL 078 | Not Available | Updated Uni-Gold HIV manufactured by Trinity Biotech Manufacturing Ltd. Shelf life from 12 months to 20 months for product codes: 1206502N-100 as per PQDx 0149-052-00 update
2021-09-30 | HIV RDT EL 077 | Not Available | Updated Uni-Gold HIV manufactured by Trinity Biotech Manufacturing Ltd. Shelf life from 12 months to 20 months for product codes: 1206502- 100 as per PQDx 0149-052-00 update
2021-09-30 | HIV RDT EL 106 | Not Available | Updated Uni-Gold HIV manufactured by Trinity Biotech Manufacturing Ltd. Shelf life from 12 months to 20 months for product codes: 1206502-C as per PQDx 0149-052-00 update
2021-09-30 | HIV RDT EL 105 | Not Available | Updated Uni-Gold HIV manufactured by Trinity Biotech Manufacturing Ltd. Shelf life from 12 months to 20 months for product codes: 1206502-C100 as per PQDx 0149-052-00 update
2021-09-30 | HIV RDT EL 078 | Not Available | Updated Uni-Gold HIV manufactured by Trinity Biotech Manufacturing Ltd. Test kit component: number of Instructions For Use from 5 to 1 for product codes: 1206502N-100 as per PQDx 0149-052-00 update
2021-09-30 | HIV RDT EL 077 | Not Available | Updated Uni-Gold HIV manufactured by Trinity Biotech Manufacturing Ltd. Test kit component: number of Instructions For Use from 5 to 1 for product codes: 1206502- 100 as per PQDx 0149-052-00 update
2021-09-30 | HIV RDT EL 106 | Not Available | Added Uni-Gold HIV Complete Kit (P/N 1206502-C) manufactured by Trinity Biotech Manufacturing Ltd., as per PQDx 0149-052-00 v11 update
2021-06-16 | HIV RDT EL 083 | Not Available | Added Determine HIV-1/2 (P/N 7D2343SETS); manufactured by Abbott Diagnostics Medical Co. Ltd. as per PQDx 0033-013-00 update
2021-06-16 | HIV RDT EL 084 | Not Available | Added MERISCREEN HIV 1-2 WB (P/Ns HVWRPD-01); manufactured by Meril Diagnostics Pvt. Ltd., India. as per WHO PQDx 0464-074-00
2021-06-16 | HIV RDT EL 085 | Not Available | Added MERISCREEN HIV 1-2 WB (P/Ns HVWRPD-02); manufactured by Meril Diagnostics Pvt. Ltd., India. as per WHO PQDx 0464-074-00
2021-06-16 | HIV RDT EL 031 | Not Available | Changed OraQuick® Advance Rapid HIV-1/2 Antibody Test to OraQuick® Rapid HIV-1/2 Antibody Test (P/Ns 5x4-0010), manufactured by OraSure Technologies, Inc. as per WHO PQDx 0159-055-00 update.
2021-06-16 | HIV RDT EL 032 | Not Available | Changed OraQuick® Advance Rapid HIV-1/2 Antibody Test to OraQuick® Rapid HIV-1/2 Antibody Test (P/Ns 5x4-0010), manufactured by OraSure Technologies, Inc. as per WHO PQDx 0159-055-00 update.
2021-06-16 | HIV RDT EL 033 | Not Available | Changed OraQuick® Advance Rapid HIV-1/2 Antibody Test to OraQuick® Rapid HIV-1/2 Antibody Test (P/Ns 5x4-0010), manufactured by OraSure Technologies, Inc. as per WHO PQDx 0159-055-00 update.
2021-06-16 | HIV RDT EL 034 | Not Available | Changed OraQuick® Advance Rapid HIV-1/2 Antibody Test to OraQuick® Rapid HIV-1/2 Antibody Test (P/Ns 5x4-0012), manufactured by OraSure Technologies, Inc. as per WHO PQDx 0159-055-00 update.
2021-06-16 | HIV RDT EL 035 | Not Available | Changed OraQuick® Advance Rapid HIV-1/2 Antibody Test to OraQuick® Rapid HIV-1/2 Antibody Test (P/Ns 5x4-0012), manufactured by OraSure Technologies, Inc. as per WHO PQDx 0159-055-00 update.
2021-06-16 | HIV RDT EL 036 | Not Available | Changed OraQuick® Advance Rapid HIV-1/2 Antibody Test to OraQuick® Rapid HIV-1/2 Antibody Test (P/Ns 5x4-0012), manufactured by OraSure Technologies, Inc. as per WHO PQDx 0159-055-00 update.
2021-06-16 | HIV RDT EL 088 | Not Available | Added OraQuick® Rapid HIV-1/2 Antibody Test (P/N 5x4-0062); manufactured by OraSure Technologies, Inc. as per WHO PQDx 0159-055-00 update. Product code is intended only for Thailand, oral fluid only variant.
2021-06-16 | HIV RDT EL 091 | Not Available | Added STANDARD Q HIV 1/2 Ab 3 Line Test (P/Ns 09HIV30DM); manufactured by SD Biosensors Inc. as per WHO PQDx 0383-117-00
2021-06-16 | HIV RDT EL 092 | Not Available | Added STANDARD Q HIV 1/2 Ab 3 Line Test (P/Ns 09HIV30DM); manufactured by SD Biosensors Inc. as per WHO PQDx 0383-117-00
2021-06-16 | HIV RDT EL 089 | Not Available | Added STANDARD Q HIV 1/2 Ab 3 Line Test (P/Ns 09HIV30D); manufactured by SD Biosensors Inc. as per WHO PQDx 0383-117-00
2021-06-16 | HIV RDT EL 090 | Not Available | Added STANDARD Q HIV 1/2 Ab 3 Line Test (P/Ns 09HIV30D); manufactured by SD Biosensors Inc. as per WHO PQDx 0383-117-00
2021-06-16 | HIV RDT EL 007 | Not Available | Changed ABON HIV 1/2/O Tri-Line Human Immunodeficiency Virus Rapid Test Device P/N IHI-T402W to IHI-T402WA; manufacturer changed from Alere: ABON Biopharm Hangzhou Co., Ltd. to ABON Biopharm Hangzhou Co., Ltd. as per WHO PQDx 0141-051-00
2021-06-16 | HIV RDT EL 093 | Not Available | Added ABON HIV 1/2/O Tri-Line Human Immunodeficiency Virus Rapid Test Device (P/N IHI-T402WG); manufactured by ABON Biopharm Hangzhou Co., Ltd. as per WHO PQDx 0141-051-00
2021-06-16 | HIV RDT EL 094 | Not Available | Added ABON HIV 1/2/O Tri-Line Human Immunodeficiency Virus Rapid Test Device (P/N IHI-T402WB ); manufactured by ABON Biopharm Hangzhou Co., Ltd. as per WHO PQDx 0141-051-00
2021-06-16 | HIV RDT EL 095 | Not Available | Added INSTI HIV-1/HIV-2 Antibody Test (P/Ns 90-1038) ; manufactured by bioLytical Laboratories, Canada, as per WHO PQDx 0002-002-00
2021-06-16 | HIV RDT EL 096 | Not Available | Added INSTI HIV-1/HIV-2 Antibody Test (P/Ns 90-1064); manufactured by bioLytical Laboratories, Canada, as per WHO PQDx 0002-002-00
2021-05-13 | HIV RDT EL 081 | Not Available | Added Standard Q HIV/Syphilis Combo Test (P/N 09HIV20D) manufactured by SD Biosensor, Inc.
2021-05-13 | HIV RDT EL 082 | Not Available | Added Standard Q HIV/Syphilis Combo Test (P/N 09HIV20D) manufactured by SD Biosensor, Inc.
2021-05-13 | HIV RDT EL 051 | Not Available | Changed SD Bioline HIV/Syphilis Duo to Bioline HIV/Syphilis Duo (P/N 06FK35); changed manufacturer from Standard Diagnostics Inc. to Abbott Diagnostic Korea Inc.
2021-05-13 | HIV RDT EL 050 | Not Available | Changed SD Bioline HIV/Syphilis Duo to Bioline HIV/Syphilis Duo (P/N 06FK30); changed manufacturer from Standard Diagnostics Inc. to Abbott Diagnostic Korea Inc.
2021-05-13 | HIV RDT EL 079 | Not Available | Added Bioline HIV 1/2 3.0 (P/N 03FK17), manufactured by Abbott Diagnostic Korea Inc.
2021-05-13 | HIV RDT EL 080 | Not Available | Added Bioline HIV 1/2 3.0 (P/N 03FK17), manufactured by Abbott Diagnostic Korea Inc.
2020-06-11 | HIV RDT EL 073 | Not Available | Added Beijing Wantai Bilogical Pharmacy Enterprise Co. Ltd. HIV Colloidal Gold Devices with following product codes: WJ-1810EL
2020-06-11 | HIV RDT EL 074 | Not Available | Added Beijing Wantai Bilogical Pharmacy Enterprise Co. Ltd. HIV Colloidal Gold Devices with following product codes: WJ-1850EL
2020-06-11 | HIV RDT EL 075 | Not Available | Added Beijing Wantai Bilogical Pharmacy Enterprise Co. Ltd. HIV Colloidal Gold Devices with following product codes: WJ-18S10EL
2020-06-11 | HIV RDT EL 076 | Not Available | Added Beijing Wantai Bilogical Pharmacy Enterprise Co. Ltd. HIV Colloidal Gold Devices with following product codes: WJ-18S50EL
2020-06-11 | HIV RDT EL 078 | Not Available | Added Trinity Biotech Manufacturing Ltd. manufactured Uni-Gold HIV products with codes 1206502N-100 (Nigeria only);
2020-06-11 | HIV RDT EL 077 | Not Available | Added Trinity Biotech Manufacturing Ltd. manufactured Uni-Gold HIV products with codes 1206502-100 (ROW);
2020-06-11 | HIV RDT EL 106 | Not Available | Added Trinity Biotech Manufacturing Ltd. manufactured Uni-Gold HIV Complete products with product codes 1206502-C (ROW)
2020-06-08 | HIV RDT EL 037 | Not Available | Added Premier Medical Coporation Private Limited - First Response HIV 1-2.0 Card Test (version 2.0); Product Unique ID numbers: P105FRC05
2020-06-08 | HIV RDT EL 038 | Not Available | Added Premier Medical Coporation Private Limited - First Response HIV 1-2.0 Card Test (version 2.0); Product Unique ID numbers: P105FRC10
2020-02-26 | HIV RDT EL 069 | Not Available | Added Chembio Diagnostic Systems, Inc. - SURE CHECK HIV Self-Test (60-9508-0)
2020-02-26 | HIV RDT EL 039 | Not Available | Added Premier Medical Corporation Private Limited - First Response HIV1-2.0 Card Test (Version 2.0) for: PI05FRC25
2020-02-26 | HIV RDT EL 040 | Not Available | Added Premier Medical Corporation Private Limited - First Response HIV1-2.0 Card Test (Version 2.0) for: PI05FRC30
2020-02-26 | HIV RDT EL 041 | Not Available | Added Premier Medical Corporation Private Limited - First Response HIV1-2.0 Card Test (Version 2.0) for: PI05FRC50
2020-02-26 | HIV RDT EL 042 | Not Available | Added Premier Medical Corporation Private Limited - First Response HIV1-2.0 Card Test (Version 2.0) for: PI05FRC60
2020-02-26 | HIV RDT EL 043 | Not Available | Added Premier Medical Corporation Private Limited - First Response HIV1-2.0 Card Test (Version 2.0) for: PI05FRC100
2019-07-09 | HIV RDT EL 028 | Not Available | Added OraQuick HIV Self-Test (5x4-2001)
2019-07-09 | HIV RDT EL 029 | Not Available | Added OraQuick HIV Self-Test (5x4-2001)
2019-07-09 | HIV RDT EL 060 | Not Available | Added First Response® HIV1+2/Syphilis Combo Card Test I20FRC25
2019-07-09 | HIV RDT EL 061 | Not Available | Added First Response® HIV1+2/Syphilis Combo Card Test I20FRC30
2019-07-09 | HIV RDT EL 062 | Not Available | Added First Response® HIV1+2/Syphilis Combo Card Test I20FRC50
2019-07-09 | HIV RDT EL 063 | Not Available | Added First Response® HIV1+2/Syphilis Combo Card Test I20FRC60
2019-07-09 | HIV RDT EL 064 | Not Available | Added First Response® HIV1+2/Syphilis Combo Card Test 120FRC100
2019-07-09 | HIV RDT EL 065 | Not Available | Added ONE STEP Anti-HIV (1&2) Test ITPW02152-TC40
2019-07-09 | HIV RDT EL 066 | Not Available | Added ONE STEP Anti-HIV (1&2) Test ITPW02152-TC25
2019-07-09 | HIV RDT EL 067 | Not Available | Added ONE STEP Anti-HIV (1&2) Test ITPW02153-TC40
2019-07-09 | HIV RDT EL 068 | Not Available | Added INSTI® HIV Self Test 90-1071
2019-07-09 | HIV RDT EL 112 | Not Available | Added One Step HIV1/2 Whole Blood/Serum/Plasma Test W006-C4P2-F